## Cliamte & Hosue Weigths
Climate Zone and House Weights
Single Family
Prototype Size Weights |  |  | Climate Weights
1344 | 60% |  | Portland | 19%
2200 | 25% |  | Seattle | 68%
2283 | 15% |  | Spokane | 10%
Average = 1700 square feet |  |  | Missoula | 3%
Multifamily
Prototype Size Weights |  |  | Climate Weights
12492 | 100% |  | Portland | 20%
Average = 1040 square feet/unit |  |  | Seattle | 75%
|  |  | Spokane | 3%
|  |  | Missoula | 2%
Manufactured Housing
Prototype Size Weights |  |  | Climate Weights
924 | 16% |  | Portland | 20%
1568 | 84% |  | Seattle | 40%
Average = 1465 square feet |  |  | Spokane | 36%
|  |  | Missoula | 4%

## Current Practice
1995 Current Practice |  |  |  | Single Family
Building Component | Single Family | Multifamily | Manufactured Home | Total Floor Area (Square Feet) | 1344 | 2200 | 2283
Wall | R-19 Standard | R-19 Standard | R-19 Advanced | Wall (Square Feet | 1231 | 2122 | 1817
Attic | R-38 Standard | R-38 Standard | R-19 Standard | Attic (Square Feet) | 960 | 802 | 1198
Vault | R-30 | R-30 | R-19 | Vault (Square Feet) | 405 | 802 | 0
Floor over crawlspace | R-19 | R-25 | R-22 | Floor over crawlspace (Square Feet) | 1344 | 1721 | 104
Windows | Class 40 (U-0.40) | Class 50 (U-0.50) | Class 50 (U-0.50) | Windows (Square Feet) | 176 | 366 | 200
Exterior Doors | R-5 (Metal Insulated) | R-5 (Metal Insulated) | R-5 (Metal Insulated) | Exterior Doors (Square Feet) | 38 | 55 | 89
Slab Edge | R-10 (2 ft. down) | R-10 (2 ft. down) | Not Applicable | Slab Edge (Linear Feet) | 0 | 0 | 140
Below Grade Wall | R-19 Interior | R-19 Interior | Not Applicable | Below Grade Wall (Square Feet) | 0 | 0 | 560
Air Leakage | 0.35 air changes per hour | 0.35 air changes per hour | 0.35 air changes per hour
Average UA (Btu/F) | 392.0346 | 2113.996 | 359.5086 | Multifamily
Average House Size (Sq. Ft.) | 1700 | 1040 | 1464.96 | Total Floor Area (Square Feet) | 12492
Average Use (kwh/yr) | 7139.5305 | 2120 | 8940 | Wall (Square Feet | 8432
Average Use (kwh/sq ft/yr) | 4.2026 | 2.0385 | 6.1015 | Attic (Square Feet) | 2148
Average Heating Degree Days | 5525 | 5400 | 5900 | Vault (Square Feet) | 1851
|  |  |  | Floor over crawlspace (Square Feet) | 0
|  |  |  | Windows (Square Feet) | 1247
|  |  |  | Exterior Doors (Square Feet) | 240
|  |  |  | Slab Edge (Linear Feet) | 276
|  |  |  | Below Grade Wall (Square Feet) | 575
Manufactured Home
|  |  |  | Total Floor Area (Square Feet) | 924 | 1568
|  |  |  | Wall (Square Feet | 1048 | 1026
|  |  |  | Attic (Square Feet) | 400 | 908
|  |  |  | Vault (Square Feet) | 524 | 660
|  |  |  | Floor over crawlspace (Square Feet) | 924 | 1568
|  |  |  | Windows (Square Feet) | 116 | 196
|  |  |  | Exterior Doors (Square Feet) | 38 | 38

## Conservation Resource Portfolio
Conservation Resource Portfolio
End Use Sector | Technically Achievable in Medium Forecast | Developed by Momentum and Market Driven | Residual Acquired in Expected Value Portfolio | Total Acquired | Percent of Technically Achievable
Freezers | 15 | 4.9221 | 10 | 14.9221 | 99.54%
Refrigerators | 90 | 25.4793 | 20 | 45.4793 | 52.82%
Water Heating | 315 | 90 | 245 | 335 | 107.5%
Residential Lighting | 45 | 15 | 15 | 30 | 65.12%
New Residential Space Heating | 205 | 60 | 80 | 140 | 69.15%
Existing Residential Space Heating | 25 | 10 | 15 | 25 | 77.1%
New Commmercial | 240 | 69.7785 | 160 | 229.7785 | 95.76%
Existing Commercial | 140 | 39.8693 | 55 | 94.8693 | 67.44%
Commercial Renovation/Remodel | 75 | 20 | 30 | 50 | 68.43%
Non-Aluminum Industrial | 620 | 180 | 380 | 560 | 90.34%
Irrigated Agriculture | 10 | 5 | 5 | 10 | 95.62%
TOTAL | 1780 | 520.0492 | 1015 | 1535.0492 | 86.36%
Water heating potential developed in expected value case exceeds potential available in medium case
results from skewness of forecast's projected number of new electric units towards the high forecast.
Numbers rounded for graphing purposes

## New Construction Cost
New Construction Cost - Single and Multifamily |  |  | New Construction Costs - Manufactured Housing
Conservation Measure | Incremental Installed Cost (1995$) |  | Conservation Measure | Incremental Installed Cost (1995$)
WALL R-19 Standard | Base Case |  | WALL R-19 | Base Case
WALL R-21 Advanced | 0.136 |  | WALL R-21 Advanced | 0.1485
WALL R-26 Advanced | 0.7752 |  | ATTIC R-19 | Base Case
WALL R-30 8" Stress Skin Panel | 1.0608 |  | ATTIC R-25 | 0.108
WALL R-33 Double wall | 0.544 |  | ATTIC R-30 | 0.0864
ATTIC R-38 Standard | Base Case |  | ATTIC R-38 | 0.1296
ATTIC R-49 Advanced Truss | 0.6392 |  | ATTIC R-49 | 0.1944
ATTIC R-60 Advanced Truss | 0.3672 |  | VAULT R-19 | Base Case
VAULT R-30 High Density Batts | Base Case |  | VAULT R-25 | 0.108
VAULT R38 High Density Batts | 0.5576 |  | VAULT R-30 | 0.0864
VAULT R-49 10" Stress Skin Panel | 1.9448 |  | VAULT R-38 | 0.1296
FLOOR R-19 | Base Single Family |  | FLOOR R-22 | Base Case
FLOOR R-25 | 0.136 | < = Base Multifamily | FLOOR R-33 | 0.1512
FLOOR R-30 | 0.0816 |  | FLOOR R-44 | 0.1512
FLOOR R-38 w/12" truss | 0.3672 |  | WINDOW Class 50 | Base Case
WINDOW Class 50 | Base Multifamily |  | WINDOW Class 40 | 2.04
WINDOW Class 40 | 2.1488 | < = Base Multifamily | WINDOW Class 35 | 0.86
WINDOW Class 35 | 0.6528 |  | DOOR R-5 | Base Case
WINDOW Class 30 | 2.2032 |  | All costs are in $/square foot of component area.
WINDOW Class 20 | 6.0112
DOOR R-5 | Base Case
SLAB R-10 @ 2 Ft Depth | Base Case
SLAB R-10 @ 4 ft Depth | 2.2848
SLAB R-10 Under full slab | 4.5696
Below Grade Wall R-19 | Base Case
Below Grade Wall R-22 Foam Blocks | -0.98
All costs are in $/square foot of component area, except slab insulation
measures which are reported in $/lineat foot.

## Avoided Cost Impacts
Graph Data - Rounded
Changes in Conservation Potential Due to Lower Avoided Cost
Sector | Average Megawatts | Average Megawatts
Commercial | 225 | #NAME?
Residential Space Heating | 70 | #NAME?
Residential Water Heating | 165 | #NAME?
Residential Appliances | 15 | #NAME?
Industrial | 55 | #NAME?
Irrigation | 30 | #NAME?
Total | 560 | #NAME?

## Load Forecast Calibration
| Forecast Model | Engineering Model | Difference
Housing Type | (kWh/Year) | (kWh/Year) | (kWh/yr)
Pre-Retrofit Single Family | #NAME? | #NAME?
Post-Retrofit Single Family | #NAME? | #NAME?
Savings | #NAME? | #NAME? | #NAME?
Pre-Retrofit Multifamily | #NAME? | #NAME?
Post-Retrofit Multifamily | #NAME? | #NAME?
Savings | #NAME? | #NAME? | #NAME?
| Forecast Model | Engineering Model | Difference
Housing Type | (kWh/Year) | (kWh/Year) | (kWh/yr)
Single Family-Current Practice | #NAME? | #NAME?
Single Family-All Cost-effective | #NAME? | #NAME?
Savings | #NAME? | #NAME? | #NAME?
Multifamily-Current Practice | #NAME? | #NAME?
Multifamily-All Cost-effective | #NAME? | #NAME?
Savings | #NAME? | #NAME? | #NAME?
Manufactured Housing-Current Practice | #NAME? | #NAME?
Manufactured Housing-All Cost-effective | #NAME? | #NAME?
Savings | #NAME? | #NAME? | #NAME?

## PDX SFRESWX
Single Family - Full Retrofit From Uninsulated Base
Table Exspht - 4
850 sq ft | Portland - Zone 1
Measure | UA | Installed Cost (1995$) | Annual Use (kWh) | Annual Savings (kWh) | Physical Life (yrs) | Levelized Cost (mills / kWh) | PV Benefits (1995$) | Net Benefits | B/C Ratio
Base | 696.15 | 0 | 17266.3271 | 0 | 45 | 0 | 0 | 0 | N/A
ATTIC R11 | 521.9 | 187 | 11621.7975 | 5644.5295 | 45 | 0.36686 | 3078.2124 | 3037.1541 | 74.9717
WALL R11 | 425.51 | 526.5 | 8588.2098 | 3033.5878 | 45 | 6.7411 | 1654.35 | 1248.8845 | 4.0801
ATTIC R19 | 408.51 | 136 | 8062.0633 | 526.1465 | 45 | 10.596 | 286.931 | 176.3916 | 2.5957
FLOOR R11 | 350.71 | 541.875 | 6296.4176 | 1765.6457 | 45 | 12.7937 | 962.885 | 514.9994 | 2.1498
FLOOR R19 | 338.81 | 116.875 | 5938.2217 | 358.1959 | 45 | 13.6737 | 195.3401 | 98.2272 | 2.0115
INFILTRATION @ O.4 ACH | 326.57 | 125 | 5575.8273 | 362.3944 | 10 | 16.0749 | 232.2678 | 96.5189 | 1.711
ATTIC R30 | 312.12 | 161.5 | 5149.9169 | 425.9104 | 45 | 21.4061 | 163.3387 | 36.2155 | 1.2849
FLOOR R30 | 301.92 | 148.75 | 4850.4021 | 299.5148 | 45 | 33.6129 | 803.1056 | -178.3623 | 0.81827
STORM WINDOW CL50 | 250.22 | 967.025 | 3377.7444 | 1472.6577 | 30 | 35.8083 | 197.6297 | -59.6671 | 0.7681
ATTIC R38 | 246.82 | 85 | 3282.917 | 94.8274 | 45 | 39.5504 | 51.7136 | -22.6488 | 0.69543
ATTIC R49 | 242.57 | 116.875 | 3164.3827 | 118.5343 | 45 | 43.6191 | 64.642 | -37.8735 | 0.63056
FLOOR R38 | 239.17 | 106.25 | 3070.1244 | 94.2584 | 45 | 50.0292 | 51.4033 | -42.0969 | 0.54977
DG Low E WINDOW CL35 | 226.01 | 480.34 | 2712.1091 | 358.0152 | 45 | 59.7636 | 195.2416 | -228.994 | 0.46022
DOOR R5 | 214.81 | 562.5 | 2413.1026 | 299.0066 | 15 | 118.7305 | 127.1489 | -421.7254 | 0.23165
TG Low E WINDOW CL25 | 205.88 | 615.7 | 2179.9493 | 233.1533 | 45 | 148.0473 | 163.0615 | -714.6464 | 0.18578
1350 sq ft | Portland - Zone 1
Measure | UA | Installed Cost (1995$) | Annual Use (kWh) | Annual Savings (kWh) | Physical Life (yrs) | Levelized Cost (mills / kWh) | PV Benefits (1995$) | Net Benefits | B/C Ratio
Base | 1035.613 | 0 | 27308.6967 | 0 | 45 | 0 | 0 | 0 | 0
ATTIC R11 | 758.863 | 297 | 18247.8705 | 9060.8262 | 45 | 0.35093 | 4941.2706 | 4878.2241 | 78.375
WALL R11 | 638.554 | 657.15 | 14391.1718 | 3856.6987 | 45 | 6.5974 | 2103.2289 | 1598.7334 | 4.169
ATTIC R19 | 611.554 | 216 | 13538.8793 | 852.2925 | 45 | 10.3668 | 464.7929 | 289.6056 | 2.6531
FLOOR R11 | 519.754 | 860.625 | 10665.1562 | 2873.7231 | 45 | 12.4569 | 1567.1688 | 857.3869 | 2.208
FLOOR R19 | 500.854 | 185.625 | 10079.3836 | 585.7726 | 45 | 13.2471 | 319.4478 | 165.59 | 2.0763
INFILTRATION @ O.4 ACH | 488.614 | 125 | 9701.5606 | 377.8229 | 10 | 15.3938 | 384.0952 | 169.1222 | 1.7867
ATTIC R30 | 465.664 | 256.5 | 8997.2439 | 704.3168 | 45 | 20.6512 | 268.4092 | 66.8791 | 1.3319
FLOOR R30 | 449.464 | 236.25 | 8505.061 | 492.1829 | 45 | 32.2053 | 1326.7482 | -226.7614 | 0.85403
STORM WINDOW CL50 | 367.514 | 1532.8375 | 6072.1979 | 2432.8631 | 30 | 34.2997 | 206.0436 | -50.9055 | 0.80188
ATTIC R38 | 362.114 | 135 | 5915.514 | 156.6839 | 45 | 37.9727 | 85.4467 | -32.5213 | 0.72432
ATTIC R49 | 355.364 | 185.625 | 5721.2009 | 194.3131 | 45 | 42.2249 | 105.9676 | -56.7147 | 0.65138
FLOOR R38 | 349.964 | 168.75 | 5566.3129 | 154.8881 | 45 | 48.3169 | 84.4673 | -63.9161 | 0.56925
DG Low E WINDOW CL35 | 329.104 | 761.39 | 4970.4601 | 595.8527 | 45 | 56.8649 | 324.9449 | -346.8742 | 0.48368
DOOR R5 | 317.904 | 562.5 | 4652.5831 | 317.8771 | 15 | 110.3947 | 216.6077 | -652.7937 | 0.24915
TG Low E WINDOW CL25 | 303.749 | 975.95 | 4255.3887 | 397.1944 | 45 | 139.1911 | 173.3525 | -703.9301 | 0.1976
2184 sq ft | Portland - Zone 1
Measure | UA | Installed Cost (1995$) | Annual Use (kWh) | Annual Savings (kWh) | Physical Life (yrs) | Levelized Cost (mills / kWh) | PV Benefits (1995$) | Net Benefits | B/C Ratio
Base | 1407.623 | 0 | 35679.1403 | 0 | 45 | 0 | 0 | 0 | 0
ATTIC R11 | 1258.383 | 160.16 | 30846.6272 | 4832.5131 | 45 | 0.36744 | 2635.3839 | 2600.1767 | 74.8536
BSMT WALL R11 | 1085.151 | 280.8 | 25315.5662 | 5531.061 | 45 | 1.1675 | 3016.333 | 2888.2968 | 23.5584
WALL R11 | 904.152 | 988.65 | 19615.6922 | 5699.874 | 45 | 6.7363 | 3108.3943 | 2347.0984 | 4.083
ATTIC R19 | 889.592 | 116.48 | 19164.5927 | 451.0994 | 45 | 10.5838 | 246.0045 | 151.3414 | 2.5987
FLOOR R11 | 840.088 | 464.1 | 17637.574 | 1527.0188 | 45 | 12.6587 | 832.7511 | 449.4838 | 2.1728
FLOOR R19 | 829.896 | 100.1 | 17325.5001 | 312.0738 | 45 | 13.4227 | 170.1877 | 87.1326 | 2.0491
INFILTRATION @ O.4 ACH | 817.656 | 125 | 16950.9219 | 374.5782 | 45 | 15.4759 | 206.1042 | 90.1357 | 1.7772
ATTIC R30 | 805.28 | 138.32 | 16572.988 | 377.934 | 45 | 15.9718 | 312.5214 | 131.0399 | 1.7221
BSMT WALL R21 | 786.488 | 216 | 15999.9163 | 573.0717 | 45 | 20.5842 | 145.1882 | 36.5297 | 1.3362
FLOOR R30 | 777.752 | 127.4 | 15733.6842 | 266.2321 | 45 | 32.0395 | 2818.8895 | -464.7963 | 0.85845
STORM WINDOW CL50 | 604.502 | 3240.5625 | 10564.6761 | 5169.0081 | 45 | 34.6066 | 204.2741 | -52.7481 | 0.79477
ATTIC R38 | 601.59 | 72.8 | 10479.5941 | 85.0819 | 45 | 47.5421 | 46.399 | -33.8029 | 0.57853
ATTIC R49 | 597.95 | 100.1 | 10373.6832 | 105.9109 | 45 | 57.5737 | 57.7579 | -63.1442 | 0.47772
FLOOR R38 | 595.038 | 91 | 10289.2284 | 84.4548 | 45 | 58.8618 | 694.5389 | -791.836 | 0.46727
DG Low E WINDOW CL35 | 550.938 | 1609.65 | 9015.6498 | 1273.5786 | 45 | 77.5116 | 46.057 | -83.7386 | 0.35484
DOOR R5 | 539.738 | 562.5 | 8696.4934 | 319.1564 | 45 | 117.0594 | 455.285 | -1482.4195 | 0.23496
TG Low E WINDOW CL25 | 509.813 | 2063.25 | 7861.6356 | 834.8578 | 45 | 151.7445 | 174.0502 | -786.2025 | 0.18125

## SEA SF ResWx
Single Family - Full Retrofit From Uninsulated Base
Table Exspht - 5
850 sq ft | Seattle - Zone 1
Measure | UA | Installed Cost (1995$) | Annual Use (kWh) | Annual Savings (kWh) | Physical Life (yrs) | Levelized Cost (mills / kWh) | PV Benefits (1995$) | Net Benefits | B/C Ratio
Base | 696.15 | 0 | 19831.6755 | 0 | 45 | 0 | 0 | 0 | N/A
ATTIC R11 | 521.9 | 187 | 13359.504 | 6472.1715 | 45 | 0.17456 | 3529.5624 | 3507.1612 | 157.5613
WALL R11 | 425.51 | 526.5 | 9852.4377 | 3507.0662 | 45 | 5.6775 | 1912.5588 | 1517.7667 | 4.8445
ATTIC R19 | 408.51 | 136 | 9245.8301 | 606.6076 | 45 | 9.0397 | 330.8101 | 222.0845 | 3.0426
FLOOR R11 | 350.71 | 541.875 | 7210.2655 | 2035.5646 | 45 | 10.9464 | 1110.0837 | 668.2828 | 2.5126
FLOOR R19 | 338.81 | 116.875 | 6798.8194 | 411.4461 | 45 | 11.7569 | 224.3798 | 128.4673 | 2.3394
INFILTRATION @ O.4 ACH | 326.57 | 125 | 6382.5411 | 416.2783 | 10 | 13.9018 | 265.8319 | 131.4704 | 1.9785
ATTIC R30 | 312.12 | 161.5 | 5895.0841 | 487.457 | 45 | 18.6205 | 186.3678 | 60.1965 | 1.4771
FLOOR R30 | 301.92 | 148.75 | 5553.3408 | 341.7433 | 45 | 29.456 | 912.2292 | -64.7279 | 0.93375
STORM WINDOW CL50 | 250.22 | 967.025 | 3880.5826 | 1672.7581 | 30 | 31.0261 | 227.0151 | -29.0671 | 0.88649
ATTIC R38 | 246.82 | 85 | 3773.8159 | 106.7668 | 45 | 35.0004 | 58.2247 | -15.8686 | 0.78583
ATTIC R49 | 242.57 | 116.875 | 3640.3574 | 133.4585 | 45 | 38.6142 | 72.7808 | -29.3982 | 0.71229
FLOOR R38 | 239.17 | 106.25 | 3534.2144 | 106.143 | 45 | 44.3002 | 57.8845 | -35.3478 | 0.62086
DG Low E WINDOW CL35 | 226.01 | 480.34 | 3130.8544 | 403.36 | 45 | 52.9173 | 219.9701 | -203.2433 | 0.51976
DOOR R5 | 214.81 | 562.5 | 2794.0017 | 336.8527 | 15 | 105.2726 | 143.2297 | -404.9798 | 0.26127
TG Low E WINDOW CL25 | 205.88 | 615.7 | 2531.3608 | 262.6409 | 45 | 131.2861 | 183.7007 | -693.154 | 0.2095
1350 sq ft | Seattle - Zone 1
Measure | UA | Installed Cost (1995$) | Annual Use (kWh) | Annual Savings (kWh) | Physical Life (yrs) | Levelized Cost (mills / kWh) | PV Benefits (1995$) | Net Benefits | B/C Ratio
Base | 1035.613 | 0 | 31322.3006 | 0 | 45 | 0 | 0 | 0 | 0
ATTIC R11 | 758.863 | 297 | 20962.4374 | 10359.8631 | 45 | 0.16437 | 5649.6931 | 5615.9301 | 167.3339
WALL R11 | 638.554 | 657.15 | 16518.9327 | 4443.5047 | 45 | 5.576 | 2423.2403 | 1931.9728 | 4.9326
ATTIC R19 | 611.554 | 216 | 15529.9051 | 989.0276 | 45 | 8.7764 | 539.3606 | 367.2557 | 3.1339
FLOOR R11 | 519.754 | 860.625 | 12216.9674 | 3312.9377 | 45 | 10.6547 | 1806.692 | 1106.8111 | 2.5814
FLOOR R19 | 500.854 | 185.625 | 11544.1152 | 672.8522 | 45 | 11.3856 | 366.9362 | 215.0414 | 2.4157
INFILTRATION @ O.4 ACH | 488.614 | 125 | 11110.3316 | 433.7836 | 10 | 13.2515 | 441.2829 | 228.6738 | 2.0756
ATTIC R30 | 465.664 | 256.5 | 10301.1495 | 809.1821 | 45 | 17.8342 | 308.2635 | 108.3809 | 1.5422
FLOOR R30 | 449.464 | 236.25 | 9735.8856 | 565.2639 | 45 | 27.9967 | 1518.4064 | -27.1807 | 0.98241
STORM WINDOW CL50 | 367.514 | 1532.8375 | 6951.5781 | 2784.3075 | 30 | 29.7281 | 236.5615 | -19.1261 | 0.9252
ATTIC R38 | 362.114 | 135 | 6772.3165 | 179.2616 | 45 | 33.0469 | 97.7593 | -19.6997 | 0.83228
ATTIC R49 | 355.364 | 185.625 | 6550.0392 | 222.2773 | 45 | 36.7697 | 121.2177 | -40.8342 | 0.74802
FLOOR R38 | 349.964 | 168.75 | 6372.874 | 177.1653 | 45 | 42.0984 | 96.6161 | -51.2652 | 0.65334
DG Low E WINDOW CL35 | 329.104 | 761.39 | 5694.2058 | 678.6682 | 45 | 49.7872 | 370.1079 | -299.8444 | 0.55244
DOOR R5 | 317.904 | 562.5 | 5334.1274 | 360.0783 | 15 | 98.0035 | 243.6808 | -624.6015 | 0.28065
TG Low E WINDOW CL25 | 303.749 | 975.95 | 4887.289 | 446.8385 | 45 | 122.7446 | 196.3667 | -679.9645 | 0.22408
2184 sq ft | Seattle - Zone 1
Measure | UA | Installed Cost (1995$) | Annual Use (kWh) | Annual Savings (kWh) | Physical Life (yrs) | Levelized Cost (mills / kWh) | PV Benefits (1995$) | Net Benefits | B/C Ratio
Base | 1407.623 | 0 | 40988.8338 | 0 | 45 | 0 | 0 | 0 | 0
ATTIC R11 | 1258.383 | 160.16 | 35416.2095 | 5572.6243 | 45 | 0.16764 | 3038.9993 | 3020.4761 | 164.0642
BSMT WALL R11 | 1085.151 | 280.8 | 29028.4871 | 6387.7224 | 45 | 0.85845 | 3483.5085 | 3374.7836 | 32.0397
WALL R11 | 904.152 | 988.65 | 22453.9787 | 6574.5084 | 45 | 5.6889 | 3585.3712 | 2843.7917 | 4.8348
ATTIC R19 | 889.592 | 116.48 | 21932.6783 | 521.3004 | 45 | 9.0054 | 284.2882 | 191.2076 | 3.0542
FLOOR R11 | 840.088 | 464.1 | 20168.2307 | 1764.4477 | 45 | 10.8023 | 962.2316 | 584.3165 | 2.5462
FLOOR R19 | 829.896 | 100.1 | 19808.2963 | 359.9343 | 45 | 11.4867 | 196.2882 | 114.312 | 2.3945
INFILTRATION @ O.4 ACH | 817.656 | 125 | 19376.7527 | 431.5437 | 45 | 13.3505 | 236.34 | 121.6214 | 2.0602
ATTIC R30 | 805.28 | 138.32 | 18943.3751 | 433.3776 | 45 | 13.8381 | 357.0505 | 177.4096 | 1.9876
BSMT WALL R21 | 786.488 | 216 | 18288.6503 | 654.7248 | 45 | 17.9311 | 165.3899 | 57.5665 | 1.5339
FLOOR R30 | 777.752 | 127.4 | 17985.3742 | 303.2761 | 45 | 27.9606 | 3214.0391 | -53.3127 | 0.98368
STORM WINDOW CL50 | 604.502 | 3240.5625 | 12091.7788 | 5893.5954 | 45 | 29.8883 | 235.3399 | -20.3982 | 0.92024
ATTIC R38 | 601.59 | 72.8 | 11995.3066 | 96.4723 | 45 | 41.7946 | 52.6106 | -27.3345 | 0.65808
ATTIC R49 | 597.95 | 100.1 | 11875.6352 | 119.6713 | 45 | 50.8229 | 65.2621 | -55.3298 | 0.54118
FLOOR R38 | 595.038 | 91 | 11780.4684 | 95.1669 | 45 | 52.433 | 777.8896 | -705.0399 | 0.52456
DG Low E WINDOW CL35 | 550.938 | 1609.65 | 10354.0493 | 1426.4191 | 45 | 68.6589 | 51.8987 | -77.6554 | 0.40059
DOOR R5 | 539.738 | 562.5 | 9995.2883 | 358.761 | 45 | 103.0483 | 516.5127 | -1418.6608 | 0.26691
TG Low E WINDOW CL25 | 509.813 | 2063.25 | 9048.1569 | 947.1313 | 45 | 134.8675 | 195.6483 | -763.7116 | 0.20394

## SPK SF ResWX
Single Family - Full Retrofit From Uninsulated Base
Table Exspht - 6
850 sq ft | Spokane - Zone 2
Measure | UA | Installed Cost (1995$) | Annual Use (kWh) | Annual Savings (kWh) | Physical Life (yrs) | Levelized Cost (mills / kWh) | PV Benefits (1995$) | Net Benefits | B/C Ratio
Base | 696.15 | 0 | 26761.446 | 0 | 45 | 0 | 0 | 0 | N/A
ATTIC R11 | 521.9 | 187 | 18581.9593 | 8179.4867 | 45 | -0.12123 | 4460.6371 | 4480.2977 | -226.8824
WALL R11 | 425.51 | 526.5 | 14122.8989 | 4459.0604 | 45 | 4.2226 | 2431.7235 | 2058.3917 | 6.5136
ATTIC R19 | 408.51 | 136 | 13345.795 | 777.1038 | 45 | 6.807 | 423.7892 | 318.907 | 4.0406
FLOOR R11 | 350.71 | 541.875 | 10729.4361 | 2616.3589 | 45 | 8.2641 | 1426.8166 | 998.1082 | 3.3282
FLOOR R19 | 338.81 | 116.875 | 10196.2879 | 533.1482 | 45 | 8.8136 | 290.7494 | 197.5804 | 3.1207
INFILTRATION @ O.4 ACH | 326.57 | 125 | 9652.4094 | 543.8785 | 10 | 10.3144 | 349.109 | 218.1898 | 2.6666
ATTIC R30 | 312.12 | 161.5 | 9012.247 | 640.1624 | 45 | 13.8424 | 245.8148 | 122.1008 | 1.987
FLOOR R30 | 301.92 | 148.75 | 8561.4955 | 450.7515 | 45 | 21.6363 | 1225.4648 | 261.4556 | 1.2712
STORM WINDOW CL50 | 250.22 | 967.025 | 6314.3561 | 2247.1393 | 30 | 23.4803 | 296.6011 | 43.3953 | 1.1714
ATTIC R38 | 246.82 | 85 | 6168.7877 | 145.5684 | 45 | 25.3679 | 79.3849 | 6.1664 | 1.0842
ATTIC R49 | 242.57 | 116.875 | 5986.8272 | 181.9605 | 45 | 28.0184 | 99.2311 | -1.8545 | 0.98165
FLOOR R38 | 239.17 | 106.25 | 5842.0163 | 144.8109 | 45 | 32.1675 | 78.9718 | -13.3888 | 0.85504
DG Low E WINDOW CL35 | 226.01 | 480.34 | 5290.5919 | 551.4244 | 45 | 38.4031 | 300.7162 | -119.1594 | 0.7162
DOOR R5 | 214.81 | 562.5 | 4825.6056 | 464.9863 | 15 | 75.0634 | 200.0122 | -345.8501 | 0.36642
TG Low E WINDOW CL25 | 205.88 | 615.7 | 4458.8424 | 366.7632 | 45 | 94.795 | 253.5777 | -620.3886 | 0.29015
1350 sq ft | Spokane - Zone 2
Measure | UA | Installed Cost (1995$) | Annual Use (kWh) | Annual Savings (kWh) | Physical Life (yrs) | Levelized Cost (mills / kWh) | PV Benefits (1995$) | Net Benefits | B/C Ratio
Base | 1035.613 | 0 | 41402.5057 | 0 | 45 | 0 | 0 | 0 | 0
ATTIC R11 | 758.863 | 297 | 28344.4278 | 13058.0778 | 45 | -0.12775 | 7121.1493 | 7154.2244 | -215.3023
WALL R11 | 638.554 | 657.15 | 22727.7598 | 5616.6681 | 45 | 4.1739 | 3063.0183 | 2598.1969 | 6.5897
ATTIC R19 | 611.554 | 216 | 21480.6816 | 1247.0782 | 45 | 6.7251 | 680.0871 | 513.7993 | 4.0898
FLOOR R11 | 519.754 | 860.625 | 17272.6238 | 4208.0577 | 45 | 8.1464 | 2294.8406 | 1615.138 | 3.3762
FLOOR R19 | 500.854 | 185.625 | 16414.1773 | 858.4465 | 45 | 8.6782 | 468.149 | 320.438 | 3.1694
INFILTRATION @ O.4 ACH | 488.614 | 125 | 15861.4002 | 552.7771 | 10 | 10.1227 | 563.9063 | 356.366 | 2.7171
ATTIC R30 | 465.664 | 256.5 | 14827.3631 | 1034.0371 | 45 | 13.6049 | 396.7026 | 200.4758 | 2.0217
FLOOR R30 | 449.464 | 236.25 | 14099.9281 | 727.4351 | 45 | 21.1781 | 1982.3749 | 455.9665 | 1.2987
STORM WINDOW CL50 | 367.514 | 1532.8375 | 10464.8398 | 3635.0882 | 30 | 23.084 | 301.4539 | 48.4487 | 1.1915
ATTIC R38 | 362.114 | 135 | 10227.7018 | 237.138 | 45 | 24.7039 | 129.3219 | 13.1675 | 1.1134
ATTIC R49 | 355.364 | 185.625 | 9932.1147 | 295.5871 | 45 | 27.3683 | 161.1968 | 0.7975 | 1.005
FLOOR R38 | 349.964 | 168.75 | 9695.9497 | 236.165 | 45 | 31.2972 | 128.7912 | -17.7601 | 0.87881
DG Low E WINDOW CL35 | 329.104 | 761.39 | 8789.703 | 906.2467 | 45 | 36.999 | 494.2165 | -170.6056 | 0.74338
DOOR R5 | 317.904 | 562.5 | 8307.575 | 482.1281 | 15 | 72.5456 | 327.8745 | -536.9276 | 0.37913
TG Low E WINDOW CL25 | 303.749 | 975.95 | 7706.3504 | 601.2246 | 45 | 91.3842 | 262.9258 | -610.6541 | 0.30098
2184 sq ft | Spokane - Zone 2
Measure | UA | Installed Cost (1995$) | Annual Use (kWh) | Annual Savings (kWh) | Physical Life (yrs) | Levelized Cost (mills / kWh) | PV Benefits (1995$) | Net Benefits | B/C Ratio
Base | 1407.623 | 0 | 54276.3159 | 0 | 45 | 0 | 0 | 0 | 0
ATTIC R11 | 1258.383 | 160.16 | 47295.2224 | 6981.0935 | 45 | -0.1168 | 3807.1001 | 3823.2666 | -235.4927
BSMT WALL R11 | 1085.151 | 280.8 | 39247.0342 | 8048.1882 | 45 | 0.44677 | 4389.0342 | 4317.7403 | 61.5626
WALL R11 | 904.152 | 988.65 | 30926.6026 | 8320.4315 | 45 | 4.2566 | 4537.5006 | 3835.2786 | 6.4616
ATTIC R19 | 889.592 | 116.48 | 30262.7857 | 663.8169 | 45 | 6.8279 | 362.0088 | 272.1409 | 4.0282
FLOOR R11 | 840.088 | 464.1 | 28009.4214 | 2253.3643 | 45 | 8.2118 | 1228.8595 | 861.9659 | 3.3494
FLOOR R19 | 829.896 | 100.1 | 27547.8244 | 461.597 | 45 | 8.7065 | 251.7293 | 172.0449 | 3.1591
INFILTRATION @ O.4 ACH | 817.656 | 125 | 26993.6911 | 554.1333 | 45 | 10.086 | 305.0875 | 193.2107 | 2.727
ATTIC R30 | 805.28 | 138.32 | 26434.2509 | 559.4402 | 45 | 10.4494 | 461.4815 | 286.1574 | 2.6322
BSMT WALL R21 | 786.488 | 216 | 25588.0306 | 846.2203 | 45 | 13.5987 | 214.0155 | 108.2021 | 2.0226
FLOOR R30 | 777.752 | 127.4 | 25195.5895 | 392.4411 | 45 | 21.1616 | 4194.0331 | 967.1906 | 1.2997
STORM WINDOW CL50 | 604.502 | 3240.5625 | 17504.9756 | 7690.614 | 45 | 23.0247 | 302.1935 | 49.2189 | 1.1946
ATTIC R38 | 601.59 | 72.8 | 17378.4192 | 126.5564 | 45 | 31.5892 | 69.0168 | -10.2501 | 0.87069
ATTIC R49 | 597.95 | 100.1 | 17220.9054 | 157.5138 | 45 | 38.3396 | 85.8992 | -33.8396 | 0.71739
FLOOR R38 | 595.038 | 91 | 17095.3174 | 125.588 | 45 | 39.1949 | 1033.2165 | -439.1587 | 0.70173
DG Low E WINDOW CL35 | 550.938 | 1609.65 | 15200.7044 | 1894.613 | 45 | 51.7523 | 68.4887 | -60.3797 | 0.53146
DOOR R5 | 539.738 | 562.5 | 14721.5196 | 479.1849 | 45 | 76.9838 | 688.8444 | -1239.2056 | 0.35728
TG Low E WINDOW CL25 | 509.813 | 2063.25 | 13458.383 | 1263.1365 | 45 | 100.6883 | 261.3208 | -695.3245 | 0.27316

## MIS SF ResWX
Single Family - Full Retrofit From Uninsulated Base
Table Exspht - 7
850 sq ft | Missoula - Zone 3
Measure | UA | Installed Cost (1995$) | Annual Use (kWh) | Annual Savings (kWh) | Physical Life (yrs) | Levelized Cost (mills / kWh) | PV Benefits (1995$) | Net Benefits | B/C Ratio
Base | 696.15 | 0 | 31070.8726 | 0 | 45 | 0 | 0 | 0 | N/A
ATTIC R11 | 521.9 | 187 | 21704.5394 | 9366.3332 | 45 | -0.28195 | 5107.8772 | 5160.2376 | -97.5522
WALL R11 | 425.51 | 526.5 | 16569.7019 | 5134.8375 | 45 | 3.5173 | 2800.2548 | 2442.1566 | 7.8198
ATTIC R19 | 408.51 | 136 | 15669.6229 | 900.079 | 45 | 5.7216 | 490.853 | 388.743 | 4.8071
FLOOR R11 | 350.71 | 541.875 | 12629.4139 | 3040.209 | 45 | 6.9535 | 1657.9609 | 1238.8071 | 3.9555
FLOOR R19 | 338.81 | 116.875 | 12008.5533 | 620.8606 | 45 | 7.4079 | 338.5828 | 247.3911 | 3.7129
INFILTRATION @ O.4 ACH | 326.57 | 125 | 11375.0535 | 633.4998 | 10 | 8.699 | 406.4429 | 277.8937 | 3.1618
ATTIC R30 | 312.12 | 161.5 | 10629.7577 | 745.2958 | 45 | 11.7345 | 286.0709 | 164.021 | 2.3439
FLOOR R30 | 301.92 | 148.75 | 10105.1884 | 524.5693 | 45 | 18.5208 | 1419.6819 | 463.7009 | 1.4851
STORM WINDOW CL50 | 250.22 | 967.025 | 7501.9125 | 2603.2759 | 30 | 19.9977 | 345.4756 | 94.2901 | 1.3754
ATTIC R38 | 246.82 | 85 | 7333.7953 | 168.1172 | 45 | 21.813 | 91.6818 | 18.9715 | 1.2609
ATTIC R49 | 242.57 | 116.875 | 7123.6488 | 210.1465 | 45 | 24.1079 | 114.6022 | 14.1519 | 1.1409
FLOOR R38 | 239.17 | 106.25 | 6956.3025 | 167.3463 | 45 | 27.6826 | 91.2614 | -0.59126 | 0.99356
DG Low E WINDOW CL35 | 226.01 | 480.34 | 6317.813 | 638.4894 | 45 | 33.0113 | 348.1966 | -69.7163 | 0.83318
DOOR R5 | 214.81 | 562.5 | 5779.588 | 538.225 | 15 | 64.7203 | 231.4249 | -313.139 | 0.42497
TG Low E WINDOW CL25 | 205.88 | 615.7 | 5355.2233 | 424.3647 | 45 | 81.7411 | 293.518 | -578.7973 | 0.33648
1350 sq ft | Missoula - Zone 3
Measure | UA | Installed Cost (1995$) | Annual Use (kWh) | Annual Savings (kWh) | Physical Life (yrs) | Levelized Cost (mills / kWh) | PV Benefits (1995$) | Net Benefits | B/C Ratio
Base | 1035.613 | 0 | 47954.5148 | 0 | 45 | 0 | 0 | 0 | 0
ATTIC R11 | 758.863 | 297 | 33028.2284 | 14926.2865 | 45 | -0.28568 | 8139.9664 | 8224.5143 | -96.2764
WALL R11 | 638.554 | 657.15 | 26581.1727 | 6447.0557 | 45 | 3.4898 | 3515.8656 | 3069.7631 | 7.8813
ATTIC R19 | 611.554 | 216 | 25138.6128 | 1442.5599 | 45 | 5.6597 | 786.6919 | 624.8108 | 4.8597
FLOOR R11 | 519.754 | 860.625 | 20255.7659 | 4882.8469 | 45 | 6.8635 | 2662.8331 | 1998.3419 | 4.0073
FLOOR R19 | 500.854 | 185.625 | 19256.9399 | 998.826 | 45 | 7.2988 | 544.7041 | 400.1576 | 3.7684
INFILTRATION @ O.4 ACH | 488.614 | 125 | 18613.8176 | 643.1223 | 10 | 8.541 | 656.0709 | 452.3404 | 3.2203
ATTIC R30 | 465.664 | 256.5 | 17410.7779 | 1203.0397 | 45 | 11.5387 | 461.3673 | 267.8134 | 2.3837
FLOOR R30 | 449.464 | 236.25 | 16564.7671 | 846.0109 | 45 | 18.1019 | 2299.3427 | 786.0365 | 1.5194
STORM WINDOW CL50 | 367.514 | 1532.8375 | 12348.4538 | 4216.3133 | 30 | 19.6814 | 350.7231 | 99.7546 | 1.3975
ATTIC R38 | 362.114 | 135 | 12074.6407 | 273.8131 | 45 | 21.2427 | 149.3224 | 33.9948 | 1.2948
ATTIC R49 | 355.364 | 185.625 | 11734.0248 | 340.616 | 45 | 23.6 | 185.753 | 26.3688 | 1.1654
FLOOR R38 | 349.964 | 168.75 | 11462.1341 | 271.8907 | 45 | 27.0354 | 148.2741 | 2.5281 | 1.0173
DG Low E WINDOW CL35 | 329.104 | 761.39 | 10417.4332 | 1044.7009 | 45 | 31.9449 | 569.7218 | -91.9792 | 0.861
DOOR R5 | 317.904 | 562.5 | 9860.668 | 556.7652 | 15 | 62.5128 | 379.5554 | -483.1104 | 0.43998
TG Low E WINDOW CL25 | 303.749 | 975.95 | 9164.6758 | 695.9922 | 45 | 78.9813 | 303.6288 | -568.2686 | 0.34824
2184 sq ft | Missoula - Zone 3
Measure | UA | Installed Cost (1995$) | Annual Use (kWh) | Annual Savings (kWh) | Physical Life (yrs) | Levelized Cost (mills / kWh) | PV Benefits (1995$) | Net Benefits | B/C Ratio
Base | 1407.623 | 0 | 63081.3007 | 0 | 45 | 0 | 0 | 0 | 0
ATTIC R11 | 1258.383 | 160.16 | 55060.5146 | 8020.7861 | 45 | -0.28178 | 4374.0906 | 4418.9027 | -97.6097
BSMT WALL R11 | 1085.151 | 280.8 | 45793.5825 | 9266.9321 | 45 | 0.23849 | 5053.6693 | 5009.8489 | 115.3269
WALL R11 | 904.152 | 988.65 | 36177.7095 | 9615.873 | 45 | 3.53 | 5243.9623 | 4570.9427 | 7.7917
ATTIC R19 | 889.592 | 116.48 | 35410.381 | 767.3285 | 45 | 5.7535 | 418.4583 | 330.9238 | 4.7805
FLOOR R11 | 840.088 | 464.1 | 32802.6132 | 2607.7678 | 45 | 6.9413 | 1422.1315 | 1063.227 | 3.9624
FLOOR R19 | 829.896 | 100.1 | 32266.6228 | 535.9904 | 45 | 7.3402 | 292.2994 | 214.2919 | 3.7471
INFILTRATION @ O.4 ACH | 817.656 | 125 | 31623.2332 | 643.3895 | 45 | 8.5331 | 354.0799 | 244.2282 | 3.2233
ATTIC R30 | 805.28 | 138.32 | 30973.9556 | 649.2777 | 45 | 8.8135 | 537.3515 | 365.1636 | 3.1207
BSMT WALL R21 | 786.488 | 216 | 29988.6121 | 985.3435 | 45 | 11.5105 | 249.3516 | 144.9989 | 2.3895
FLOOR R30 | 777.752 | 127.4 | 29531.3751 | 457.237 | 45 | 18.203 | 4835.6208 | 1635.2991 | 1.511
STORM WINDOW CL50 | 604.502 | 3240.5625 | 20664.2794 | 8867.0957 | 45 | 19.6728 | 350.8689 | 99.9063 | 1.3981
ATTIC R38 | 601.59 | 72.8 | 20517.8987 | 146.3807 | 45 | 27.1571 | 79.8279 | 1.0078 | 1.0128
ATTIC R49 | 597.95 | 100.1 | 20335.7608 | 182.138 | 45 | 33.0026 | 99.3279 | -19.8559 | 0.8334
FLOOR R38 | 595.038 | 91 | 20190.5703 | 145.1905 | 45 | 33.9194 | 1188.7011 | -277.247 | 0.81088
DG Low E WINDOW CL35 | 550.938 | 1609.65 | 18010.8446 | 2179.7257 | 45 | 44.6116 | 79.1788 | -49.2477 | 0.61653
DOOR R5 | 539.738 | 562.5 | 17465.6631 | 545.1816 | 45 | 67.3175 | 786.1138 | -1137.9154 | 0.40858
TG Low E WINDOW CL25 | 509.813 | 2063.25 | 16024.1632 | 1441.4999 | 45 | 88.3619 | 297.3117 | -657.8458 | 0.31127

## REGION SF ResWx
Single Family - Full Retrofit From Uninsulated Base
Table Exspht - 12
850 sq ft | Region
Measure | UA | Installed Cost (1995$) | Annual Use (kWh) | Annual Savings (kWh) | Physical Life (yrs) | Levelized Cost (mills / kWh) | PV Benefits (1995$) | Net Benefits | B/C Ratio
Base | 696.15 | 0 | 20094.3392 | 0 | 45 | 0 | 0 | 0 | N/A
ATTIC R11 | 521.9 | 187 | 13624.8241 | 6469.5151 | 45 | 0.1751 | 3528.1137 | 3505.6526 | 157.0767
WALL R11 | 425.51 | 526.5 | 10123.1147 | 3501.7094 | 45 | 5.6879 | 1909.6375 | 1514.7247 | 4.8356
ATTIC R19 | 408.51 | 136 | 9515.7842 | 607.3304 | 45 | 9.0276 | 331.2042 | 222.4949 | 3.0467
FLOOR R11 | 350.71 | 541.875 | 7476.0165 | 2039.7678 | 45 | 10.9215 | 1112.3759 | 670.6697 | 2.5184
FLOOR R19 | 338.81 | 116.875 | 7062.5091 | 413.5073 | 45 | 11.6926 | 225.5039 | 129.6379 | 2.3523
INFILTRATION @ O.4 ACH | 326.57 | 125 | 6643.443 | 419.0661 | 10 | 13.7691 | 268.1981 | 133.9344 | 1.9975
ATTIC R30 | 312.12 | 161.5 | 6151.6471 | 491.7959 | 45 | 18.4101 | 188.3743 | 62.286 | 1.494
FLOOR R30 | 301.92 | 148.75 | 5806.2244 | 345.4227 | 45 | 28.9813 | 926.6075 | -49.7553 | 0.94904
STORM WINDOW CL50 | 250.22 | 967.025 | 4107.1008 | 1699.1236 | 30 | 30.8121 | 228.5354 | -27.484 | 0.89265
ATTIC R38 | 246.82 | 85 | 3998.0294 | 109.0714 | 45 | 34.2369 | 59.4815 | -14.5598 | 0.80336
ATTIC R49 | 242.57 | 116.875 | 3861.6901 | 136.3393 | 45 | 37.7742 | 74.3519 | -27.7622 | 0.72813
FLOOR R38 | 239.17 | 106.25 | 3753.2428 | 108.4473 | 45 | 43.3348 | 59.1411 | -34.0392 | 0.6347
DG Low E WINDOW CL35 | 226.01 | 480.34 | 3340.9681 | 412.2747 | 45 | 51.7485 | 224.8317 | -198.1807 | 0.5315
DOOR R5 | 214.81 | 562.5 | 2995.9689 | 344.9992 | 15 | 102.5055 | 147.0537 | -400.9978 | 0.26832
TG Low E WINDOW CL25 | 205.88 | 615.7 | 2726.316 | 269.6529 | 45 | 128.1592 | 188.1434 | -688.5277 | 0.21461
1350 sq ft | Region
Measure | UA | Installed Cost (1995$) | Annual Use (kWh) | Annual Savings (kWh) | Physical Life (yrs) | Levelized Cost (mills / kWh) | PV Benefits (1995$) | Net Benefits | B/C Ratio
Base | 1035.613 | 0 | 31611.3783 | 0 | 45 | 0 | 0 | 0 | 0
ATTIC R11 | 758.863 | 297 | 21252.6982 | 10358.68 | 45 | 0.16452 | 5649.0479 | 5615.2582 | 167.1827
WALL R11 | 638.554 | 657.15 | 16817.1218 | 4435.5765 | 45 | 5.588 | 2418.9167 | 1927.4705 | 4.922
ATTIC R19 | 611.554 | 216 | 15832.1593 | 984.9625 | 45 | 8.8173 | 537.1437 | 364.9472 | 3.1194
FLOOR R11 | 519.754 | 860.625 | 12520.4714 | 3311.6879 | 45 | 10.6592 | 1806.0104 | 1106.1014 | 2.5804
FLOOR R19 | 500.854 | 185.625 | 11846.3843 | 674.0871 | 45 | 11.3626 | 367.6096 | 215.7427 | 2.4206
INFILTRATION @ O.4 ACH | 488.614 | 125 | 11411.8433 | 434.541 | 10 | 13.2216 | 442.2035 | 229.6325 | 2.0803
ATTIC R30 | 465.664 | 256.5 | 10600.9731 | 810.8703 | 45 | 17.7664 | 309.3698 | 109.533 | 1.5481
FLOOR R30 | 449.464 | 236.25 | 10033.6804 | 567.2926 | 45 | 27.7804 | 1529.7669 | -15.3507 | 0.99007
STORM WINDOW CL50 | 367.514 | 1532.8375 | 7228.5413 | 2805.1392 | 30 | 29.6743 | 236.9745 | -18.696 | 0.92687
ATTIC R38 | 362.114 | 135 | 7047.4849 | 181.0563 | 45 | 32.708 | 98.738 | -18.6805 | 0.84091
ATTIC R49 | 355.364 | 185.625 | 6822.7568 | 224.7282 | 45 | 36.3563 | 122.5542 | -39.4424 | 0.75652
FLOOR R38 | 349.964 | 168.75 | 6643.5551 | 179.2017 | 45 | 41.6071 | 97.7266 | -50.1088 | 0.66105
DG Low E WINDOW CL35 | 329.104 | 761.39 | 5955.8537 | 687.7014 | 45 | 49.1183 | 375.0341 | -294.7146 | 0.55996
DOOR R5 | 317.904 | 562.5 | 5590.0969 | 365.7568 | 15 | 96.1356 | 248.3601 | -619.7289 | 0.2861
TG Low E WINDOW CL25 | 303.749 | 975.95 | 5134.6781 | 455.4188 | 45 | 120.8213 | 199.4634 | -676.7398 | 0.22765
2184 sq ft | Region
Measure | UA | Installed Cost (1995$) | Annual Use (kWh) | Annual Savings (kWh) | Physical Life (yrs) | Levelized Cost (mills / kWh) | PV Benefits (1995$) | Net Benefits | B/C Ratio
Base | 1407.623 | 0 | 41369.5689 | 0 | 45 | 0 | 0 | 0 | 0
ATTIC R11 | 1258.383 | 160.16 | 35817.9277 | 5551.6413 | 45 | 0.17257 | 3027.5563 | 3008.5601 | 159.3766
BSMT WALL R11 | 1085.151 | 280.8 | 29449.3504 | 6368.5773 | 45 | 0.86445 | 3473.0678 | 3363.9113 | 31.8173
WALL R11 | 904.152 | 988.65 | 22884.7506 | 6564.5998 | 45 | 5.6992 | 3579.9676 | 2838.1648 | 4.826
ATTIC R19 | 889.592 | 116.48 | 22363.9066 | 520.844 | 45 | 9.0143 | 284.0393 | 190.9484 | 3.0512
FLOOR R11 | 840.088 | 464.1 | 20599.794 | 1764.1126 | 45 | 10.8046 | 962.0489 | 584.1263 | 2.5456
FLOOR R19 | 829.896 | 100.1 | 20239.3429 | 360.4511 | 45 | 11.4686 | 196.57 | 114.6054 | 2.3982
INFILTRATION @ O.4 ACH | 817.656 | 125 | 19806.9177 | 432.4251 | 45 | 13.2844 | 237.4246 | 122.7508 | 2.0704
ATTIC R30 | 805.28 | 138.32 | 19371.5514 | 435.3663 | 45 | 13.7454 | 359.2742 | 179.7252 | 2.001
BSMT WALL R21 | 786.488 | 216 | 18712.749 | 658.8024 | 45 | 17.79 | 166.6225 | 58.8501 | 1.5461
FLOOR R30 | 777.752 | 127.4 | 18407.2126 | 305.5364 | 45 | 27.723 | 3240.4964 | -25.7618 | 0.99211
STORM WINDOW CL50 | 604.502 | 3240.5625 | 12465.1025 | 5942.1101 | 45 | 29.8251 | 235.8206 | -19.8976 | 0.92219
ATTIC R38 | 601.59 | 72.8 | 12367.539 | 97.5634 | 45 | 41.3145 | 53.2057 | -26.7148 | 0.66573
ATTIC R49 | 597.95 | 100.1 | 12246.2977 | 121.2413 | 45 | 50.15 | 66.1183 | -54.4383 | 0.54844
FLOOR R38 | 595.038 | 91 | 12149.747 | 96.5507 | 45 | 51.5073 | 791.5683 | -690.7958 | 0.53399
DG Low E WINDOW CL35 | 550.938 | 1609.65 | 10698.2454 | 1451.5017 | 45 | 67.6585 | 52.6534 | -76.8696 | 0.40652
DOOR R5 | 539.738 | 562.5 | 10333.4346 | 364.8108 | 45 | 101.6383 | 523.599 | -1411.2816 | 0.27061
TG Low E WINDOW CL25 | 509.813 | 2063.25 | 9373.3092 | 960.1254 | 45 | 132.6121 | 198.9475 | -760.276 | 0.2074

## Graph ResWx
Summary Supply Curve Table and Graph
Source Data
#NAME?
#NAME?
#NAME? | #NAME? | #NAME? | #NAME? | #NAME? | #NAME? | #NAME? | #NAME? | #NAME? | #NAME? | #NAME? | #NAME? | #NAME? | #NAME? | #NAME? | #NAME? | #NAME?
#NAME? | #NAME? | #NAME? | #NAME? | #NAME? | #NAME? | #NAME? | #NAME? | #NAME? | #NAME? | #NAME? | #NAME? | #NAME? | #NAME? | #NAME? | #NAME? | #NAME?
#NAME? | #NAME? | #NAME? | #NAME? | #NAME? | #NAME? | #NAME? | #NAME? | #NAME? | #NAME? | #NAME? | #NAME? | #NAME? | #NAME? | #NAME? | #NAME? | #NAME?
#NAME? | #NAME? | #NAME? | #NAME? | #NAME? | #NAME? | #NAME? | #NAME? | #NAME? | #NAME? | #NAME? | #NAME? | #NAME? | #NAME? | #NAME? | #NAME? | #NAME?
#NAME? | #NAME? | #NAME? | #NAME? | #NAME? | #NAME? | #NAME? | #NAME? | #NAME? | #NAME? | #NAME? | #NAME? | #NAME? | #NAME? | #NAME? | #NAME? | #NAME?
#NAME? | #NAME? | #NAME? | #NAME? | #NAME? | #NAME? | #NAME? | #NAME? | #NAME? | #NAME? | #NAME? | #NAME? | #NAME? | #NAME? | #NAME? | #NAME? | #NAME?
#NAME? | #NAME? | #NAME? | #NAME? | #NAME? | #NAME? | #NAME? | #NAME? | #NAME? | #NAME? | #NAME? | #NAME? | #NAME? | #NAME? | #NAME? | #NAME? | #NAME?
#NAME? | #NAME? | #NAME? | #NAME? | #NAME? | #NAME? | #NAME? | #NAME? | #NAME? | #NAME? | #NAME? | #NAME? | #NAME? | #NAME? | #NAME? | #NAME? | #NAME?
#NAME? | #NAME? | #NAME? | #NAME? | #NAME? | #NAME? | #NAME? | #NAME? | #NAME? | #NAME? | #NAME? | #NAME? | #NAME? | #NAME? | #NAME? | #NAME? | #NAME?
#NAME? | #NAME? | #NAME? | #NAME? | #NAME? | #NAME? | #NAME? | #NAME? | #NAME? | #NAME? | #NAME? | #NAME? | #NAME? | #NAME? | #NAME? | #NAME? | #NAME?
#NAME? | #NAME? | #NAME? | #NAME? | #NAME? | #NAME? | #NAME? | #NAME? | #NAME? | #NAME? | #NAME? | #NAME? | #NAME? | #NAME? | #NAME? | #NAME? | #NAME?
Existing Single Family Space Heating
Resource Costs (Mills/kWh) | Technical Potential (AMW)
0 | 0
10 | #NAME?
20 | #NAME?
30 | #NAME?
40 | #NAME?
50 | #NAME?
60 | #NAME?
Summary Supply Curve Table and Graph
Source Data
#NAME?
#NAME?
#NAME? | #NAME? | #NAME? | #NAME? | #NAME? | #NAME? | #NAME? | #NAME? | #NAME? | #NAME? | #NAME? | #NAME? | #NAME? | #NAME? | #NAME? | #NAME? | #NAME?
#NAME? | #NAME? | #NAME? | #NAME? | #NAME? | #NAME? | #NAME? | #NAME? | #NAME? | #NAME? | #NAME? | #NAME? | #NAME? | #NAME? | #NAME? | #NAME? | #NAME?
#NAME? | #NAME? | #NAME? | #NAME? | #NAME? | #NAME? | #NAME? | #NAME? | #NAME? | #NAME? | #NAME? | #NAME? | #NAME? | #NAME? | #NAME? | #NAME? | #NAME?
#NAME? | #NAME? | #NAME? | #NAME? | #NAME? | #NAME? | #NAME? | #NAME? | #NAME? | #NAME? | #NAME? | #NAME? | #NAME? | #NAME? | #NAME? | #NAME? | #NAME?
#NAME? | #NAME? | #NAME? | #NAME? | #NAME? | #NAME? | #NAME? | #NAME? | #NAME? | #NAME? | #NAME? | #NAME? | #NAME? | #NAME? | #NAME? | #NAME? | #NAME?
#NAME? | #NAME? | #NAME? | #NAME? | #NAME? | #NAME? | #NAME? | #NAME? | #NAME? | #NAME? | #NAME? | #NAME? | #NAME? | #NAME? | #NAME? | #NAME? | #NAME?
#NAME? | #NAME? | #NAME? | #NAME? | #NAME? | #NAME? | #NAME? | #NAME? | #NAME? | #NAME? | #NAME? | #NAME? | #NAME? | #NAME? | #NAME? | #NAME? | #NAME?
#NAME? | #NAME? | #NAME? | #NAME? | #NAME? | #NAME? | #NAME? | #NAME? | #NAME? | #NAME? | #NAME? | #NAME? | #NAME? | #NAME? | #NAME? | #NAME? | #NAME?
#NAME? | #NAME? | #NAME? | #NAME? | #NAME? | #NAME? | #NAME? | #NAME? | #NAME? | #NAME? | #NAME? | #NAME? | #NAME? | #NAME? | #NAME? | #NAME? | #NAME?
#NAME? | #NAME? | #NAME? | #NAME? | #NAME? | #NAME? | #NAME? | #NAME? | #NAME? | #NAME? | #NAME? | #NAME? | #NAME? | #NAME? | #NAME? | #NAME? | #NAME?
#NAME? | #NAME? | #NAME? | #NAME? | #NAME? | #NAME? | #NAME? | #NAME? | #NAME? | #NAME? | #NAME? | #NAME? | #NAME? | #NAME? | #NAME? | #NAME? | #NAME?
Existing Multifamily Space Heating Supply
Resource Costs (Mills/kWh) | Technical Potential (AMW)
0 | 0
10 | #NAME?
20 | #NAME?
30 | #NAME?
40 | #NAME?
50 | #NAME?
60 | #NAME?
Graph Data
Existing Space Heating - Supply Curve
Resource Costs (Mills/kWh) | Technical Potential (AMW) | Achievable Potential (AMW)
0 | 0 | 0
10 | #NAME? | #NAME?
20 | #NAME? | #NAME?
30 | #NAME? | #NAME?
40 | #NAME? | #NAME?
50 | #NAME? | #NAME?
60 | #NAME? | #NAME?

## Template SF ResWx
Single Family - Full Retrofit From Uninsulated Base
Table Exspht -
850 sq ft | Template
Measure | UA | Installed Cost (1995$) | Annual Use (kWh) | Annual Savings (kWh) | Physical Life (yrs) | Levelized Cost (mills / kWh) | PV Benefits (1995$) | Net Benefits | B/C Ratio
#NAME? | #NAME? | #NAME? | #NAME? | 0 | #NAME? | 0 | 0 | 0 | N/A
#NAME? | #NAME? | #NAME? | #NAME? | #NAME? | #NAME? | #NAME? | #NAME? | #NAME? | #NAME?
#NAME? | #NAME? | #NAME? | #NAME? | #NAME? | #NAME? | #NAME? | #NAME? | #NAME? | #NAME?
#NAME? | #NAME? | #NAME? | #NAME? | #NAME? | #NAME? | #NAME? | #NAME? | #NAME? | #NAME?
#NAME? | #NAME? | #NAME? | #NAME? | #NAME? | #NAME? | #NAME? | #NAME? | #NAME? | #NAME?
#NAME? | #NAME? | #NAME? | #NAME? | #NAME? | #NAME? | #NAME? | #NAME? | #NAME? | #NAME?
#NAME? | #NAME? | #NAME? | #NAME? | #NAME? | #NAME? | #NAME? | #NAME? | #NAME? | #NAME?
#NAME? | #NAME? | #NAME? | #NAME? | #NAME? | #NAME? | #NAME? | #NAME? | #NAME? | #NAME?
#NAME? | #NAME? | #NAME? | #NAME? | #NAME? | #NAME? | #NAME? | #NAME? | #NAME? | #NAME?
#NAME? | #NAME? | #NAME? | #NAME? | #NAME? | #NAME? | #NAME? | #NAME? | #NAME? | #NAME?
#NAME? | #NAME? | #NAME? | #NAME? | #NAME? | #NAME? | #NAME? | #NAME? | #NAME? | #NAME?
#NAME? | #NAME? | #NAME? | #NAME? | #NAME? | #NAME? | #NAME? | #NAME? | #NAME? | #NAME?
#NAME? | #NAME? | #NAME? | #NAME? | #NAME? | #NAME? | #NAME? | #NAME? | #NAME? | #NAME?
#NAME? | #NAME? | #NAME? | #NAME? | #NAME? | #NAME? | #NAME? | #NAME? | #NAME? | #NAME?
#NAME? | #NAME? | #NAME? | #NAME? | #NAME? | #NAME? | #NAME? | #NAME? | #NAME? | #NAME?
#NAME? | #NAME? | #NAME? | #NAME? | #NAME? | #NAME? | #NAME? | #NAME? | #NAME? | #NAME?
1350 sq ft | Template
Measure | UA | Installed Cost (1995$) | Annual Use (kWh) | Annual Savings (kWh) | Physical Life (yrs) | Levelized Cost (mills / kWh) | PV Benefits (1995$) | Net Benefits | B/C Ratio
#NAME? | #NAME? | #NAME? | #NAME? | #NAME? | #NAME? | 0 | 0 | 0 | 0
#NAME? | #NAME? | #NAME? | #NAME? | #NAME? | #NAME? | #NAME? | #NAME? | #NAME? | #NAME?
#NAME? | #NAME? | #NAME? | #NAME? | #NAME? | #NAME? | #NAME? | #NAME? | #NAME? | #NAME?
#NAME? | #NAME? | #NAME? | #NAME? | #NAME? | #NAME? | #NAME? | #NAME? | #NAME? | #NAME?
#NAME? | #NAME? | #NAME? | #NAME? | #NAME? | #NAME? | #NAME? | #NAME? | #NAME? | #NAME?
#NAME? | #NAME? | #NAME? | #NAME? | #NAME? | #NAME? | #NAME? | #NAME? | #NAME? | #NAME?
#NAME? | #NAME? | #NAME? | #NAME? | #NAME? | #NAME? | #NAME? | #NAME? | #NAME? | #NAME?
#NAME? | #NAME? | #NAME? | #NAME? | #NAME? | #NAME? | #NAME? | #NAME? | #NAME? | #NAME?
#NAME? | #NAME? | #NAME? | #NAME? | #NAME? | #NAME? | #NAME? | #NAME? | #NAME? | #NAME?
#NAME? | #NAME? | #NAME? | #NAME? | #NAME? | #NAME? | #NAME? | #NAME? | #NAME? | #NAME?
#NAME? | #NAME? | #NAME? | #NAME? | #NAME? | #NAME? | #NAME? | #NAME? | #NAME? | #NAME?
#NAME? | #NAME? | #NAME? | #NAME? | #NAME? | #NAME? | #NAME? | #NAME? | #NAME? | #NAME?
#NAME? | #NAME? | #NAME? | #NAME? | #NAME? | #NAME? | #NAME? | #NAME? | #NAME? | #NAME?
#NAME? | #NAME? | #NAME? | #NAME? | #NAME? | #NAME? | #NAME? | #NAME? | #NAME? | #NAME?
#NAME? | #NAME? | #NAME? | #NAME? | #NAME? | #NAME? | #NAME? | #NAME? | #NAME? | #NAME?
#NAME? | #NAME? | #NAME? | #NAME? | #NAME? | #NAME? | #NAME? | #NAME? | #NAME? | #NAME?
2184 sq ft | Template
Measure | UA | Installed Cost (1995$) | Annual Use (kWh) | Annual Savings (kWh) | Physical Life (yrs) | Levelized Cost (mills / kWh) | PV Benefits (1995$) | Net Benefits | B/C Ratio
#NAME? | #NAME? | #NAME? | #NAME? | #NAME? | #NAME? | 0 | 0 | 0 | 0
#NAME? | #NAME? | #NAME? | #NAME? | #NAME? | #NAME? | #NAME? | #NAME? | #NAME? | #NAME?
#NAME? | #NAME? | #NAME? | #NAME? | #NAME? | #NAME? | #NAME? | #NAME? | #NAME? | #NAME?
#NAME? | #NAME? | #NAME? | #NAME? | #NAME? | #NAME? | #NAME? | #NAME? | #NAME? | #NAME?
#NAME? | #NAME? | #NAME? | #NAME? | #NAME? | #NAME? | #NAME? | #NAME? | #NAME? | #NAME?
#NAME? | #NAME? | #NAME? | #NAME? | #NAME? | #NAME? | #NAME? | #NAME? | #NAME? | #NAME?
#NAME? | #NAME? | #NAME? | #NAME? | #NAME? | #NAME? | #NAME? | #NAME? | #NAME? | #NAME?
#NAME? | #NAME? | #NAME? | #NAME? | #NAME? | #NAME? | #NAME? | #NAME? | #NAME? | #NAME?
#NAME? | #NAME? | #NAME? | #NAME? | #NAME? | #NAME? | #NAME? | #NAME? | #NAME? | #NAME?
#NAME? | #NAME? | #NAME? | #NAME? | #NAME? | #NAME? | #NAME? | #NAME? | #NAME? | #NAME?
#NAME? | #NAME? | #NAME? | #NAME? | #NAME? | #NAME? | #NAME? | #NAME? | #NAME? | #NAME?
#NAME? | #NAME? | #NAME? | #NAME? | #NAME? | #NAME? | #NAME? | #NAME? | #NAME? | #NAME?
#NAME? | #NAME? | #NAME? | #NAME? | #NAME? | #NAME? | #NAME? | #NAME? | #NAME? | #NAME?
#NAME? | #NAME? | #NAME? | #NAME? | #NAME? | #NAME? | #NAME? | #NAME? | #NAME? | #NAME?
#NAME? | #NAME? | #NAME? | #NAME? | #NAME? | #NAME? | #NAME? | #NAME? | #NAME? | #NAME?
#NAME? | #NAME? | #NAME? | #NAME? | #NAME? | #NAME? | #NAME? | #NAME? | #NAME? | #NAME?
#NAME? | #NAME? | #NAME? | #NAME? | #NAME? | #NAME? | #NAME? | #NAME? | #NAME? | #NAME?
#NAME? | #NAME? | #NAME? | #NAME? | #NAME? | #NAME? | #NAME? | #NAME? | #NAME? | #NAME?

## PDX MF ResWx
Multfamily - Full Retrofit From Uninsulated Base
Table Exspht - 8
| Portland - Zone 1 |  |  | 12 units @ 840 sq ft/dwelling unit
Measure | Building UA | Installed Cost (1995$) | Annual Use (kWh) | Annual Savings (kWh) | Physical Life (yrs) | Levelized Cost (mills / kWh) | PV Benefits (1995$) | Net Benefits | B/C Ratio
Base | 4565.196 | 0 | 74478.5253 | 0 | 45 | 0 | 0 | 0 | N/A
ATTIC R11 | 3818.996 | 800.8 | 54275.9765 | 20202.5489 | 45 | 0.66232 | 11017.3464 | 10752.0419 | 41.5272
WALL R11 | 3214 | 3304.6 | 38691.3765 | 15584.6 | 45 | 8.488 | 8498.974 | 5876.1489 | 3.2404
ATTIC R19 | 3141.2 | 582.4 | 36863.3543 | 1828.0222 | 45 | 13.3246 | 996.9016 | 513.9497 | 2.0642
INFILTRATION @ 0.35 ACH | 2970.848 | 1500 | 32631.4265 | 4231.9278 | 10 | 16.5364 | 3250.175 | 1296.0745 | 1.6633
FLOOR R11 | 2723.328 | 2320.5 | 26671.5686 | 5959.8579 | 45 | 18.0435 | 645.9375 | 222.188 | 1.5243
FLOOR R19 | 2672.368 | 500.5 | 25487.1107 | 1184.4579 | 45 | 20.8379 | 779.0662 | 188.8297 | 1.3199
ATTIC R30 | 2610.488 | 691.6 | 24058.5341 | 1428.5766 | 45 | 34.2788 | 7269.0913 | -1790.3981 | 0.80237
STORM WINDOW CL50 | 1983.488 | 8920.5 | 10729.1744 | 13329.3596 | 30 | 34.7061 | 439.9262 | -115.189 | 0.7925
FLOOR R30 | 1939.808 | 637 | 9922.4801 | 806.6943 | 45 | 36.8281 | 2307.858 | -782.3376 | 0.74683
ATTIC R38 | 1925.248 | 364 | 9655.807 | 266.6731 | 45 | 60.8209 | 145.4287 | -176.1599 | 0.45222
ATTIC R49 | 1907.048 | 500.5 | 9322.4656 | 333.3414 | 45 | 67.0166 | 181.7858 | -261.1499 | 0.41041
DG Low E WINDOW CL35 | 1747.448 | 4417.5 | 6712.3339 | 2610.1318 | 45 | 75.6855 | 1423.4207 | -2493.4914 | 0.3634
FLOOR R38 | 1732.888 | 455 | 6500.0272 | 212.3067 | 45 | 96.1426 | 115.7802 | -288.9339 | 0.28608
DOOR R5 | 1699.288 | 1687.5 | 6010.0887 | 489.9385 | 15 | 171.1635 | 814.8096 | -4255.8605 | 0.16069
TG Low E WINDOW CL25 | 1590.988 | 5671.5 | 4515.9694 | 1494.1193 | 45 | 272.0018 | 267.1852 | -2375.1152 | 0.10112

## SEA MF ResWx
Multfamily - Full Retrofit From Uninsulated Base
Table Exspht - 9
| Seattle - Zone 1 |  | 12 units @ 840 sq ft/dwelling unit
Measure | Building UA | Installed Cost (1995$) | Annual Use (kWh) | Annual Savings (kWh) | Physical Life (yrs) | Levelized Cost (mills / kWh) | PV Benefits (1995$) | Net Benefits | B/C Ratio
Base | 4565.196 | 0 | 85199.1166 | 0 | 45 | 0 | 0 | 0 | N/A
ATTIC R11 | 3818.996 | 800.8 | 62139.4516 | 23059.665 | 45 | 0.43939 | 12575.4587 | 12374.5607 | 62.5962
WALL R11 | 3214 | 3304.6 | 44450.7553 | 17688.6962 | 45 | 7.3431 | 9646.431 | 7071.0375 | 3.7456
ATTIC R19 | 3141.2 | 582.4 | 42411.9826 | 2038.7728 | 45 | 11.8297 | 1111.8333 | 633.6322 | 2.325
INFILTRATION @ 0.35 ACH | 2970.848 | 1500 | 37699.3868 | 4712.5958 | 10 | 14.5956 | 3651.1363 | 1713.61 | 1.8844
FLOOR R11 | 2723.328 | 2320.5 | 31004.2846 | 6695.1021 | 45 | 15.8146 | 730.8704 | 310.6317 | 1.7392
FLOOR R19 | 2672.368 | 500.5 | 29664.0849 | 1340.1997 | 45 | 18.3284 | 879.5053 | 293.4206 | 1.5006
ATTIC R30 | 2610.488 | 691.6 | 28051.3328 | 1612.7522 | 45 | 30.3021 | 8188.5488 | -832.9338 | 0.90767
STORM WINDOW CL50 | 1983.488 | 8920.5 | 13035.9606 | 15015.3722 | 30 | 30.4696 | 498.8926 | -53.7852 | 0.90268
FLOOR R30 | 1939.808 | 637 | 12121.1394 | 914.8212 | 45 | 32.9558 | 2569.9876 | -509.3726 | 0.83458
ATTIC R38 | 1925.248 | 364 | 11819.3027 | 301.8367 | 45 | 53.6029 | 164.6049 | -156.191 | 0.51311
ATTIC R49 | 1907.048 | 500.5 | 11442.0069 | 377.2958 | 45 | 59.0768 | 205.7562 | -236.1888 | 0.46557
DG Low E WINDOW CL35 | 1747.448 | 4417.5 | 8368.5991 | 3073.4078 | 45 | 64.1055 | 1676.0656 | -2230.403 | 0.42905
FLOOR R38 | 1732.888 | 455 | 8114.7241 | 253.875 | 45 | 80.2145 | 138.4493 | -265.3278 | 0.34289
DOOR R5 | 1699.288 | 1687.5 | 7528.8588 | 585.8653 | 15 | 142.1911 | 979.5157 | -4084.346 | 0.19343
TG Low E WINDOW CL25 | 1590.988 | 5671.5 | 5732.7173 | 1796.1415 | 45 | 227.2793 | 319.4984 | -2320.6396 | 0.12102

## SPK MF ResWx
Multfamily - Full Retrofit From Uninsulated Base
Table Exspht - 10
| Spokane - Zone 2 |  |  | 12 units @ 840 sq ft/dwelling unit
Measure | Building UA | Installed Cost (1995$) | Annual Use (kWh) | Annual Savings (kWh) | Physical Life (yrs) | Levelized Cost (mills / kWh) | PV Benefits (1995$) | Net Benefits | B/C Ratio
Base | 4565.196 | 0 | 125083.1343 | 0 | 45 | 0 | 0 | 0 | N/A
ATTIC R11 | 3818.996 | 800.8 | 95128.8556 | 29954.2788 | 45 | 0.07657 | 16335.3975 | 16289.9212 | 359.207
WALL R11 | 3214 | 3304.6 | 71549.826 | 23579.0296 | 45 | 5.2247 | 12858.6912 | 10416.0804 | 5.2643
ATTIC R19 | 3141.2 | 582.4 | 68779.1812 | 2770.6447 | 45 | 8.4045 | 1510.9555 | 1049.2526 | 3.2726
INFILTRATION @ 0.35 ACH | 2970.848 | 1500 | 62370.6714 | 6408.5098 | 10 | 10.4315 | 4965.3776 | 3082.1771 | 2.6367
FLOOR R11 | 2723.328 | 2320.5 | 53265.6402 | 9105.0312 | 45 | 11.2627 | 999.175 | 590.027 | 2.4421
FLOOR R19 | 2672.368 | 500.5 | 51433.4493 | 1832.1909 | 45 | 13.069 | 1205.1186 | 632.4935 | 2.1046
ATTIC R30 | 2610.488 | 691.6 | 49223.6188 | 2209.8305 | 45 | 19.2784 | 772.3746 | 231.0015 | 1.4267
STORM WINDOW CL50 | 1983.488 | 8920.5 | 27818.1408 | 21405.478 | 30 | 20.9167 | 11673.3571 | 2795.9234 | 1.3149
FLOOR R30 | 1939.808 | 637 | 26401.8346 | 1416.3061 | 45 | 23.9337 | 3494.8448 | 453.7148 | 1.1492
ATTIC R38 | 1925.248 | 364 | 25931.1253 | 470.7093 | 45 | 33.9643 | 256.6987 | -60.2904 | 0.8098
ATTIC R49 | 1907.048 | 500.5 | 25342.7386 | 588.3867 | 45 | 37.4744 | 320.8734 | -116.313 | 0.73395
DG Low E WINDOW CL35 | 1747.448 | 4417.5 | 20288.7331 | 5054.0055 | 45 | 38.5379 | 2756.1735 | -1105.6476 | 0.7137
FLOOR R38 | 1732.888 | 455 | 19843.4835 | 445.2496 | 45 | 45.2485 | 242.8144 | -156.6487 | 0.60785
DOOR R5 | 1699.288 | 1687.5 | 18815.9844 | 1027.4991 | 15 | 78.6338 | 1759.9452 | -3271.6565 | 0.34978
TG Low E WINDOW CL25 | 1590.988 | 5671.5 | 15588.7664 | 3227.218 | 45 | 129.1028 | 560.3409 | -2069.8416 | 0.21304

## MIS MF ResWx
Multfamily - Full Retrofit From Uninsulated Base
Table Exspht - 11
| Missoula - Zone 3 |  |  | 12 units @ 840 sq ft/dwelling unit
Measure | Building UA | Installed Cost (1995$) | Annual Use (kWh) | Annual Savings (kWh) | Physical Life (yrs) | Levelized Cost (mills / kWh) | PV Benefits (1995$) | Net Benefits | B/C Ratio
Base | 4565.196 | 0 | 147078.8087 | 0 | 45 | 0 | 0 | 0 | N/A
ATTIC R11 | 3818.996 | 800.8 | 111828.0407 | 35250.7679 | 45 | -0.12926 | 19223.8081 | 19314.1545 | -212.779
WALL R11 | 3214 | 3304.6 | 84332.7852 | 27495.2555 | 45 | 4.3186 | 14994.383 | 12640.0537 | 6.3689
ATTIC R19 | 3141.2 | 582.4 | 81087.5708 | 3245.2144 | 45 | 7.0092 | 1769.7594 | 1318.7545 | 3.924
INFILTRATION @ 0.35 ACH | 2970.848 | 1500 | 73571.5762 | 7515.9946 | 10 | 8.7064 | 5835.5548 | 3988.3242 | 3.1591
FLOOR R11 | 2723.328 | 2320.5 | 62870.8978 | 10700.6784 | 45 | 9.3097 | 1185.9666 | 784.5399 | 2.9544
FLOOR R19 | 2672.368 | 500.5 | 60696.1864 | 2174.7114 | 45 | 10.8109 | 1432.8882 | 869.6783 | 2.5441
ATTIC R30 | 2610.488 | 691.6 | 58068.694 | 2627.4924 | 45 | 16.7617 | 880.9763 | 344.0924 | 1.6409
STORM WINDOW CL50 | 1983.488 | 8920.5 | 33025.3806 | 25043.3134 | 30 | 17.7132 | 13657.2301 | 4861.8022 | 1.5528
FLOOR R30 | 1939.808 | 637 | 31409.9311 | 1615.4495 | 45 | 20.2395 | 4098.8054 | 1082.6408 | 1.3589
ATTIC R38 | 1925.248 | 364 | 30874.1902 | 535.7409 | 45 | 29.7035 | 292.1633 | -23.3599 | 0.92596
ATTIC R49 | 1907.048 | 500.5 | 30204.5141 | 669.6761 | 45 | 32.7875 | 365.2041 | -70.1498 | 0.83887
DG Low E WINDOW CL35 | 1747.448 | 4417.5 | 24475.7721 | 5728.742 | 45 | 33.8649 | 3124.1373 | -722.4736 | 0.81218
FLOOR R38 | 1732.888 | 455 | 23965.7696 | 510.0024 | 45 | 39.3591 | 278.127 | -119.8764 | 0.69881
DOOR R5 | 1699.288 | 1687.5 | 22788.841 | 1176.9287 | 15 | 68.4575 | 2017.2879 | -3003.6762 | 0.40177
TG Low E WINDOW CL25 | 1590.988 | 5671.5 | 19089.7327 | 3699.1083 | 45 | 112.5668 | 641.8314 | -1984.9824 | 0.24434

## Region MF ResWx
Multfamily - Full Retrofit From Uninsulated Base
Table Exspht - 13
| Region |  |  | 12 units @ 840 sq ft/dwelling unit
Measure | Building UA | Installed Cost (1995$) | Annual Use (kWh) | Annual Savings (kWh) | Physical Life (yrs) | Levelized Cost (mills / kWh) | PV Benefits (1995$) | Net Benefits | B/C Ratio
Base | 4565.196 | 0 | 90619.613 | 0 | 45 | 0 | 0 | 0 | N/A
ATTIC R11 | 3818.996 | 800.8 | 66879.2654 | 23740.3476 | 45 | 0.3942 | 12946.6651 | 12761.1113 | 69.7731
WALL R11 | 3214 | 3304.6 | 48526.2446 | 18353.0208 | 45 | 7.0361 | 10008.7167 | 7448.2987 | 3.909
ATTIC R19 | 3141.2 | 582.4 | 46390.0855 | 2136.1591 | 45 | 11.2385 | 1164.9423 | 688.9366 | 2.4473
INFILTRATION @ 0.35 ACH | 2970.848 | 1500 | 41449.2828 | 4940.8028 | 10 | 13.9009 | 3819.8015 | 1889.2472 | 1.9786
FLOOR R11 | 2723.328 | 2320.5 | 34444.8987 | 7004.3841 | 45 | 15.0656 | 764.6552 | 345.813 | 1.8256
FLOOR R19 | 2672.368 | 500.5 | 33042.7476 | 1402.151 | 45 | 17.4447 | 921.3293 | 336.9735 | 1.5767
ATTIC R30 | 2610.488 | 691.6 | 31353.3026 | 1689.445 | 45 | 28.1092 | 539.1571 | -11.8563 | 0.97848
STORM WINDOW CL50 | 1983.488 | 8920.5 | 15456.578 | 15896.7247 | 30 | 28.5591 | 8669.1894 | -332.4253 | 0.96307
FLOOR R30 | 1939.808 | 637 | 14467.9235 | 988.6544 | 45 | 31.3811 | 2694.439 | -379.7768 | 0.87646
ATTIC R38 | 1925.248 | 364 | 14140.9105 | 327.0131 | 45 | 49.3885 | 178.3347 | -141.8936 | 0.5569
ATTIC R49 | 1907.048 | 500.5 | 13732.1441 | 408.7663 | 45 | 54.441 | 222.9184 | -218.3171 | 0.50521
DG Low E WINDOW CL35 | 1747.448 | 4417.5 | 10381.3575 | 3350.7866 | 45 | 58.7047 | 1827.3326 | -2072.8832 | 0.46852
FLOOR R38 | 1732.888 | 455 | 10099.7355 | 281.622 | 45 | 72.1993 | 153.581 | -249.5707 | 0.38095
DOOR R5 | 1699.288 | 1687.5 | 9449.8386 | 649.8969 | 15 | 127.2027 | 1093.91 | -3965.2231 | 0.21622
TG Low E WINDOW CL25 | 1590.988 | 5671.5 | 7443.9317 | 2005.9068 | 45 | 204.7744 | 354.4176 | -2284.2769 | 0.13432

## Template MF ResWX
Multfamily - Full Retrofit From Uninsulated Base
Table Exspht -
840 sq ft | Template |  |  | 12 units @ 840 sq ft/dwelling unit
Measure | Building UA | Installed Cost (1995$) | Annual Use (kWh) | Annual Savings (kWh) | Physical Life (yrs) | Levelized Cost (mills / kWh) | PV Benefits (1995$) | Net Benefits | B/C Ratio
#NAME? | #NAME? | 0 | #NAME? | 0 | #NAME? | 0 | 0 | 0 | N/A
#NAME? | #NAME? | #NAME? | #NAME? | #NAME? | #NAME? | #NAME? | #NAME? | #NAME? | #NAME?
#NAME? | #NAME? | #NAME? | #NAME? | #NAME? | #NAME? | #NAME? | #NAME? | #NAME? | #NAME?
#NAME? | #NAME? | #NAME? | #NAME? | #NAME? | #NAME? | #NAME? | #NAME? | #NAME? | #NAME?
#NAME? | #NAME? | #NAME? | #NAME? | #NAME? | #NAME? | #NAME? | #NAME? | #NAME? | #NAME?
#NAME? | #NAME? | #NAME? | #NAME? | #NAME? | #NAME? | #NAME? | #NAME? | #NAME? | #NAME?
#NAME? | #NAME? | #NAME? | #NAME? | #NAME? | #NAME? | #NAME? | #NAME? | #NAME? | #NAME?
#NAME? | #NAME? | #NAME? | #NAME? | #NAME? | #NAME? | #NAME? | #NAME? | #NAME? | #NAME?
#NAME? | #NAME? | #NAME? | #NAME? | #NAME? | #NAME? | #NAME? | #NAME? | #NAME? | #NAME?
#NAME? | #NAME? | #NAME? | #NAME? | #NAME? | #NAME? | #NAME? | #NAME? | #NAME? | #NAME?
#NAME? | #NAME? | #NAME? | #NAME? | #NAME? | #NAME? | #NAME? | #NAME? | #NAME? | #NAME?
#NAME? | #NAME? | #NAME? | #NAME? | #NAME? | #NAME? | #NAME? | #NAME? | #NAME? | #NAME?
#NAME? | #NAME? | #NAME? | #NAME? | #NAME? | #NAME? | #NAME? | #NAME? | #NAME? | #NAME?
#NAME? | #NAME? | #NAME? | #NAME? | #NAME? | #NAME? | #NAME? | #NAME? | #NAME? | #NAME?
#NAME? | #NAME? | #NAME? | #NAME? | #NAME? | #NAME? | #NAME? | #NAME? | #NAME? | #NAME?
#NAME? | #NAME? | #NAME? | #NAME? | #NAME? | #NAME? | #NAME? | #NAME? | #NAME? | #NAME?

## PDX SFN
Table Newspht -
1344 sq ft | Portland - Zone 1
Measure | UA | Installed Cost (1995$) | Annual Use (kWh) | Annual Savings (kWh) | Physical Life (yrs) | Levelized Cost (mills / kWh) | PV Benefits (1995$) | Net Benefits | B/C Ratio
Base | 321.8466 | 0 | 4520.7733 | 0 | 70 | 0 | 0 | 0 | N/A
WALL R21ADV | 308.3056 | 167.416 | 4148.1858 | 372.5875 | 70 | 13.5515 | 329.3381 | 171.2618 | 2.0834
WINDOW CL35 | 299.8576 | 114.8928 | 3918.4057 | 229.78 | 60 | 16.0492 | 203.1075 | 87.6515 | 1.7592
FLOOR R25 STD | 289.1056 | 182.784 | 3631.6849 | 286.7208 | 70 | 19.6681 | 253.4387 | 76.8872 | 1.4355
FLOOR R30 STD | 283.7296 | 109.6704 | 3490.8662 | 140.8188 | 70 | 24.2614 | 124.4727 | 17.5112 | 1.1637
WINDOW CL25 | 267.0096 | 344.6784 | 3056.7021 | 434.1641 | 60 | 26.1018 | 383.767 | 28.9733 | 1.0817
VAULT R38 SCI | 265.7946 | 44.064 | 3025.3962 | 31.3059 | 70 | 44.6989 | 27.672 | -16.1382 | 0.63163
FLOOR R38STD w/12"Truss | 256.3866 | 493.5168 | 2784.1948 | 241.2014 | 70 | 65.4558 | 213.2031 | -281.0835 | 0.43133
ATTIC R49 ADVrh | 245.8266 | 613.632 | 2517.4897 | 266.7051 | 70 | 73.7355 | 235.7464 | -379.939 | 0.3829
WALL R21A+R5 | 232.2856 | 954.2712 | 2181.1775 | 336.3122 | 70 | 91.1806 | 297.2736 | -662.7811 | 0.30964
VAULT 10" SS Panel | 226.6156 | 649.944 | 2043.9029 | 137.2746 | 70 | 152.8506 | 121.34 | -535.5737 | 0.18471
ATTIC R60 ADVrh | 223.7356 | 352.512 | 1975.1728 | 68.7301 | 70 | 165.6679 | 60.7521 | -295.7291 | 0.17042
WINDOW CL20 | 215.2876 | 1108.2368 | 1777.4994 | 197.6734 | 60 | 190.7231 | 174.7278 | -1005.599 | 0.14803
WALL 8" SSPANEL | 204.2086 | 1623.9352 | 1529.1589 | 248.3404 | 70 | 211.509 | 219.5135 | -1424.9614 | 0.13349
WALL R33DBL | 202.9776 | 669.664 | 1502.2558 | 26.9031 | 70 | 808.083 | 23.7802 | -656.8468 | 0.034939
2200 sq ft | Portland - Zone 1
Measure | UA | Installed Cost (1995$) | Annual Use (kWh) | Annual Savings (kWh) | Physical Life (yrs) | Levelized Cost (mills / kWh) | PV Benefits (1995$) | Net Benefits | B/C Ratio
Base | 519.737 | 0 | 8166.1378 | 0 | 70 | 0 | 0 | 0 | N/A
WALL R21ADV | 496.395 | 288.592 | 7517.9593 | 648.1784 | 70 | 13.4183 | 572.9389 | 300.6418 | 2.1041
WINDOW CL35 | 478.827 | 238.9248 | 7037.7755 | 480.1839 | 60 | 15.9656 | 424.4449 | 184.4263 | 1.7684
FLOOR R25 STD | 465.059 | 234.056 | 6665.2094 | 372.5661 | 70 | 19.3667 | 329.3192 | 103.4228 | 1.4578
FLOOR R30 STD | 458.175 | 140.4336 | 6480.5974 | 184.612 | 70 | 23.6728 | 163.1825 | 26.3593 | 1.1927
WINDOW CL25 | 423.405 | 716.7744 | 5561.1549 | 919.4425 | 60 | 25.6122 | 812.7151 | 75.4528 | 1.1023
VAULT R38 SCI | 421.353 | 74.4192 | 5507.5612 | 53.5937 | 70 | 44.083 | 47.3726 | -26.594 | 0.64046
FLOOR R38STD w/12"Truss | 409.306 | 631.9512 | 5195.59 | 311.9712 | 70 | 64.7925 | 275.7581 | -357.0761 | 0.43575
ATTIC R49 ADVrh | 400.484 | 512.6384 | 4968.2032 | 227.3869 | 70 | 72.2301 | 200.9922 | -313.2106 | 0.39088
WALL R21A+R5 | 377.142 | 1644.9744 | 4371.8045 | 596.3987 | 70 | 88.6036 | 527.1697 | -1127.2241 | 0.31865
VAULT 10" SS Panel | 367.566 | 1097.6832 | 4129.4837 | 242.3208 | 70 | 146.195 | 214.1926 | -894.9157 | 0.19312
ATTIC R60 ADVrh | 365.16 | 294.4944 | 4069.1046 | 60.3791 | 70 | 157.4924 | 53.3704 | -244.3422 | 0.17927
WINDOW CL20 | 347.592 | 2304.6288 | 3632.1323 | 436.9723 | 60 | 179.3554 | 386.2493 | -2067.4386 | 0.15742
WALL 8" SSPANEL | 328.494 | 2799.3424 | 3175.4857 | 456.6466 | 70 | 198.2161 | 403.6398 | -2430.166 | 0.14244
WALL R33DBL | 326.372 | 1154.368 | 3126.5361 | 48.9496 | 70 | 765.5347 | 43.2676 | -1129.9136 | 0.036881
2283 sq ft | Portland - Zone 1
Measure | UA | Installed Cost (1995$) | Annual Use (kWh) | Annual Savings (kWh) | Physical Life (yrs) | Levelized Cost (mills / kWh) | PV Benefits (1995$) | Net Benefits | B/C Ratio
Base | 459.9492 | 0 | 7757.5013 | 0 | 70 | 0 | 0 | 0 | 0
BGWALL R22 FOAM BLOCK | 457.1492 | -548.352 | 7675.9789 | 81.5224 | 70 | -268.5284 | 72.0594 | 757.4184 | -0.10514
WALL R21ADV | 437.1622 | 247.112 | 7096.4384 | 579.5405 | 70 | 12.8058 | 512.2684 | 279.919 | 2.2047
WINDOW CL35 | 427.5622 | 130.56 | 6820.7426 | 275.6958 | 60 | 15.1445 | 243.6935 | 112.9749 | 1.8643
FLOOR R25 STD | 426.7302 | 14.144 | 6797.0527 | 23.6899 | 70 | 18.3531 | 20.94 | 7.328 | 1.5383
FLOOR R30 STD | 426.3142 | 8.4864 | 6785.2077 | 11.845 | 70 | 22.2347 | 10.47 | 2.2245 | 1.2698
WINDOW CL25 | 407.3142 | 391.68 | 6247.7004 | 537.5073 | 60 | 23.8718 | 475.1143 | 73.397 | 1.1827
SLAB R10-4FT | 398.9142 | 319.872 | 6012.9509 | 234.7495 | 70 | 43.2388 | 207.5001 | -110.2816 | 0.65296
SLAB R10-FULL | 382.1142 | 641.648 | 5544.5145 | 468.4365 | 70 | 43.4714 | 414.0611 | -223.4751 | 0.64947
BGWALL R21 | 380.4342 | 76.16 | 5497.757 | 46.7575 | 70 | 51.8926 | 41.3299 | -34.634 | 0.54407
FLOOR R38STD w/12"Truss | 379.7062 | 38.1888 | 5477.6797 | 20.0773 | 70 | 60.7751 | 17.7468 | -20.4549 | 0.46456
ATTIC R49 ADVrh | 366.5282 | 765.7616 | 5120.2835 | 357.3961 | 70 | 68.5938 | 315.9102 | -451.6026 | 0.4116
WALL R21A+R5 | 346.5412 | 1408.5384 | 4584.0194 | 536.2641 | 70 | 84.3257 | 474.0155 | -941.7436 | 0.33481
ATTIC R60 ADVrh | 342.9472 | 439.9056 | 4487.709 | 96.3104 | 70 | 147.4207 | 85.1308 | -359.38 | 0.19152
WINDOW CL20 | 333.3472 | 1259.36 | 4230.9595 | 256.7496 | 60 | 166.7307 | 226.9465 | -1113.2733 | 0.16934
WALL 8" SSPANEL | 316.9942 | 2396.9864 | 3796.7758 | 434.1836 | 70 | 178.4022 | 383.7843 | -2041.2865 | 0.15826
WALL R33DBL | 315.1772 | 988.448 | 3748.6703 | 48.1055 | 70 | 666.869 | 42.5215 | -961.8312 | 0.042337

## SEA SFN
Single Family - New Construction
Table Newspht -
1344 sq ft | Seattle - Zone 1
Measure | UA | Installed Cost (1995$) | Annual Use (kWh) | Annual Savings (kWh) | Physical Life (yrs) | Levelized Cost (mills / kWh) | PV Benefits (1995$) | Net Benefits | B/C Ratio
Base | 321.8466 | 0 | 5188.7111 | 0 | 70 | 0 | 0 | 0 | N/A
WALL R21ADV | 308.3056 | 167.416 | 4769.6289 | 419.0821 | 70 | 11.931 | 370.4358 | 213.8946 | 2.3664
WINDOW CL35 | 299.8576 | 114.8928 | 4511.7813 | 257.8476 | 60 | 14.1874 | 227.9171 | 113.3878 | 1.99
FLOOR R25 STD | 289.1056 | 182.784 | 4189.1083 | 322.6731 | 70 | 17.3591 | 285.2177 | 109.8533 | 1.6264
FLOOR R30 STD | 283.7296 | 109.6704 | 4028.3638 | 160.7444 | 70 | 21.1233 | 142.0855 | 35.7818 | 1.3366
WINDOW CL25 | 267.0096 | 344.6784 | 3535.4808 | 492.883 | 60 | 22.8666 | 435.6699 | 82.815 | 1.2347
VAULT R38 SCI | 265.7946 | 44.064 | 3500.3978 | 35.083 | 70 | 39.7731 | 31.0106 | -12.6748 | 0.70986
FLOOR R38STD w/12"Truss | 256.3866 | 493.5168 | 3229.2934 | 271.1044 | 70 | 58.1196 | 239.6351 | -253.6641 | 0.48578
ATTIC R49 ADVrh | 245.8266 | 613.632 | 2927.1329 | 302.1605 | 70 | 64.9597 | 267.0862 | -347.4285 | 0.43463
WALL R21A+R5 | 232.2856 | 954.2712 | 2545.9991 | 381.1338 | 70 | 80.3337 | 336.8924 | -621.6823 | 0.35145
VAULT 10" SS Panel | 226.6156 | 649.944 | 2390.7782 | 155.2209 | 70 | 135.0565 | 137.2031 | -519.1181 | 0.20905
ATTIC R60 ADVrh | 223.7356 | 352.512 | 2312.9937 | 77.7845 | 70 | 146.261 | 68.7554 | -287.4268 | 0.19303
WINDOW CL20 | 215.2876 | 1108.2368 | 2088.7748 | 224.2189 | 60 | 168.0183 | 198.192 | -981.2583 | 0.16804
WALL 8" SSPANEL | 204.2086 | 1623.9352 | 1803.2943 | 285.4805 | 70 | 183.8552 | 252.3424 | -1390.9062 | 0.15356
WALL R33DBL | 202.9776 | 669.664 | 1772.027 | 31.2673 | 70 | 695.1454 | 27.6379 | -652.8451 | 0.040615
2200 sq ft | Portland - Zone 1
Measure | UA | Installed Cost (1995$) | Annual Use (kWh) | Annual Savings (kWh) | Physical Life (yrs) | Levelized Cost (mills / kWh) | PV Benefits (1995$) | Net Benefits | B/C Ratio
Base | 519.737 | 0 | 9366.8223 | 0 | 70 | 0 | 0 | 0 | N/A
WALL R21ADV | 496.395 | 288.592 | 8628.7682 | 738.0541 | 70 | 11.6559 | 652.3819 | 383.0525 | 2.4222
WINDOW CL35 | 478.827 | 238.9248 | 8083.714 | 545.0542 | 60 | 13.9399 | 481.7852 | 243.9086 | 2.0254
FLOOR R25 STD | 465.059 | 234.056 | 7661.944 | 421.77 | 70 | 16.9843 | 372.8116 | 148.5399 | 1.6623
FLOOR R30 STD | 458.175 | 140.4336 | 7451.3755 | 210.5685 | 70 | 20.6246 | 186.1261 | 50.1599 | 1.3689
WINDOW CL25 | 423.405 | 716.7744 | 6410.8784 | 1040.4971 | 60 | 22.5097 | 919.7179 | 186.4527 | 1.2543
VAULT R38 SCI | 421.353 | 74.4192 | 6350.5209 | 60.3575 | 70 | 39.0247 | 53.3513 | -20.3919 | 0.72347
FLOOR R38STD w/12"Truss | 409.306 | 631.9512 | 5998.1207 | 352.4002 | 70 | 57.2382 | 311.4942 | -320.0051 | 0.49326
ATTIC R49 ADVrh | 400.484 | 512.6384 | 5741.4478 | 256.6729 | 70 | 63.8684 | 226.8787 | -286.357 | 0.44206
WALL R21A+R5 | 377.142 | 1644.9744 | 5069.0058 | 672.4419 | 70 | 78.4646 | 594.3859 | -1057.497 | 0.35982
VAULT 10" SS Panel | 367.566 | 1097.6832 | 4797.428 | 271.5779 | 70 | 130.3318 | 240.0536 | -868.0887 | 0.21663
ATTIC R60 ADVrh | 365.16 | 294.4944 | 4729.3719 | 68.056 | 70 | 139.6078 | 60.1562 | -237.3029 | 0.20223
WINDOW CL20 | 347.592 | 2304.6288 | 4236.7422 | 492.6297 | 60 | 158.9727 | 435.4461 | -2016.4041 | 0.1776
WALL 8" SSPANEL | 328.494 | 2799.3424 | 3712.7949 | 523.9473 | 70 | 172.6199 | 463.1283 | -2368.4552 | 0.16356
WALL R33DBL | 326.372 | 1154.368 | 3656.2228 | 56.5722 | 70 | 662.2444 | 50.0054 | -1122.9241 | 0.042633
2283 sq ft | Portland - Zone 1
Measure | UA | Installed Cost (1995$) | Annual Use (kWh) | Annual Savings (kWh) | Physical Life (yrs) | Levelized Cost (mills / kWh) | PV Benefits (1995$) | Net Benefits | B/C Ratio
Base | 459.9492 | 0 | 8895.3306 | 0 | 70 | 0 | 0 | 0 | 0
BGWALL R22 FOAM BLOCK | 457.1492 | -548.352 | 8804.2998 | 91.0308 | 70 | -240.6147 | 80.4641 | 766.2068 | -0.11734
WALL R21ADV | 437.1622 | 247.112 | 8157.3685 | 646.9313 | 70 | 11.362 | 571.8365 | 341.7124 | 2.4849
WINDOW CL35 | 427.5622 | 130.56 | 7848.7267 | 308.6418 | 60 | 13.4154 | 272.8152 | 143.1845 | 2.1046
FLOOR R25 STD | 426.7302 | 14.144 | 7822.1578 | 26.5689 | 70 | 16.2501 | 23.4848 | 9.9678 | 1.7374
FLOOR R30 STD | 426.3142 | 8.4864 | 7808.8733 | 13.2845 | 70 | 19.7111 | 11.7424 | 3.5445 | 1.4324
WINDOW CL25 | 407.3142 | 391.68 | 7204.2076 | 604.6657 | 60 | 21.1033 | 534.4771 | 134.9774 | 1.3379
SLAB R10-4FT | 398.9142 | 319.872 | 6938.4727 | 265.7349 | 70 | 38.074 | 234.8888 | -81.8698 | 0.74154
SLAB R10-FULL | 382.1142 | 641.648 | 6410.4416 | 528.0311 | 70 | 38.4461 | 466.7381 | -168.8303 | 0.73436
BGWALL R21 | 380.4342 | 76.16 | 6357.9545 | 52.4871 | 70 | 46.1128 | 46.3945 | -29.3803 | 0.61227
FLOOR R38STD w/12"Truss | 379.7062 | 38.1888 | 6335.2893 | 22.6652 | 70 | 53.7155 | 20.0343 | -18.082 | 0.52561
ATTIC R49 ADVrh | 366.5282 | 765.7616 | 5927.8018 | 407.4875 | 70 | 60.0321 | 360.1871 | -405.6718 | 0.4703
WALL R21A+R5 | 346.5412 | 1408.5384 | 5314.1814 | 613.6203 | 70 | 73.5622 | 542.3923 | -870.8126 | 0.3838
ATTIC R60 ADVrh | 342.9472 | 439.9056 | 5204.2449 | 109.9366 | 70 | 129.0177 | 97.1753 | -346.8855 | 0.21883
WINDOW CL20 | 333.3472 | 1259.36 | 4913.749 | 290.4959 | 60 | 147.2394 | 256.7756 | -1082.3299 | 0.19175
WALL 8" SSPANEL | 316.9942 | 2396.9864 | 4428.1334 | 485.6155 | 70 | 159.3958 | 429.2461 | -1994.1265 | 0.17713
WALL R33DBL | 315.1772 | 988.448 | 4374.8426 | 53.2909 | 70 | 601.8782 | 47.1049 | -957.0765 | 0.046909

## SPK SFN
Single Family - New Construction
Table Newspht -
1344 sq ft | Spokane - Zone 2
Measure | UA | Installed Cost (1995$) | Annual Use (kWh) | Annual Savings (kWh) | Physical Life (yrs) | Levelized Cost (mills / kWh) | PV Benefits (1995$) | Net Benefits | B/C Ratio
Base | 321.8466 | 0 | 8122.0098 | 0 | 70 | 0 | 0 | 0 | N/A
WALL R21ADV | 308.3056 | 167.416 | 7555.5812 | 566.4286 | 70 | 8.553 | 500.6785 | 349.0026 | 3.301
WINDOW CL35 | 299.8576 | 114.8928 | 7204.4419 | 351.1393 | 60 | 10.1378 | 310.3796 | 198.9308 | 2.785
FLOOR R25 STD | 289.1056 | 182.784 | 6761.3533 | 443.0886 | 70 | 12.3549 | 391.6556 | 220.2672 | 2.2852
FLOOR R30 STD | 283.7296 | 109.6704 | 6541.2098 | 220.1435 | 70 | 15.1392 | 194.5896 | 90.2472 | 1.8649
WINDOW CL25 | 267.0096 | 344.6784 | 5861.4225 | 679.7872 | 60 | 16.2896 | 600.8786 | 254.1951 | 1.7332
VAULT R38 SCI | 265.7946 | 44.064 | 5812.285 | 49.1375 | 70 | 28.0953 | 43.4337 | 0.2124 | 1.0049
FLOOR R38STD w/12"Truss | 256.3866 | 493.5168 | 5433.5072 | 378.7778 | 70 | 41.2984 | 334.8099 | -154.934 | 0.68364
ATTIC R49 ADVrh | 245.8266 | 613.632 | 5013.6421 | 419.8651 | 70 | 46.4533 | 371.1278 | -239.5003 | 0.60778
WALL R21A+R5 | 232.2856 | 954.2712 | 4485.9485 | 527.6936 | 70 | 57.7292 | 466.4398 | -487.2957 | 0.48907
VAULT 10" SS Panel | 226.6156 | 649.944 | 4269.3399 | 216.6085 | 70 | 96.4821 | 191.465 | -462.8292 | 0.29263
ATTIC R60 ADVrh | 223.7356 | 352.512 | 4160.1227 | 109.2172 | 70 | 103.8635 | 96.5395 | -258.6049 | 0.27183
WINDOW CL20 | 215.2876 | 1108.2368 | 3842.7483 | 317.3744 | 60 | 118.3921 | 280.5341 | -895.8403 | 0.23847
WALL 8" SSPANEL | 204.2086 | 1623.9352 | 3433.3805 | 409.3678 | 70 | 127.8958 | 361.8491 | -1277.3088 | 0.22075
WALL R33DBL | 202.9776 | 669.664 | 3388.2739 | 45.1066 | 70 | 481.5423 | 39.8707 | -640.1553 | 0.058631
2200 sq ft | Spokane - Zone 2
Measure | UA | Installed Cost (1995$) | Annual Use (kWh) | Annual Savings (kWh) | Physical Life (yrs) | Levelized Cost (mills / kWh) | PV Benefits (1995$) | Net Benefits | B/C Ratio
Base | 519.737 | 0 | 13846.5354 | 0 | 70 | 0 | 0 | 0 | N/A
WALL R21ADV | 496.395 | 288.592 | 12869.3352 | 977.2002 | 70 | 8.5453 | 863.7683 | 602.3353 | 3.304
WINDOW CL35 | 478.827 | 238.9248 | 12142.1769 | 727.1583 | 60 | 10.1848 | 642.751 | 410.8872 | 2.7721
FLOOR R25 STD | 465.059 | 234.056 | 11579.4322 | 562.7447 | 70 | 12.4653 | 497.4222 | 277.8053 | 2.265
FLOOR R30 STD | 458.175 | 140.4336 | 11299.6233 | 279.8089 | 70 | 15.26 | 247.3292 | 113.6493 | 1.8502
WINDOW CL25 | 423.405 | 716.7744 | 9907.8706 | 1391.7527 | 60 | 16.5624 | 1230.2003 | 508.5332 | 1.7047
VAULT R38 SCI | 421.353 | 74.4192 | 9826.5301 | 81.3405 | 70 | 28.6857 | 71.8986 | -1.1518 | 0.98423
FLOOR R38STD w/12"Truss | 409.306 | 631.9512 | 9350.5432 | 475.9869 | 70 | 42.1028 | 420.7351 | -206.6834 | 0.67058
ATTIC R49 ADVrh | 400.484 | 512.6384 | 9004.177 | 346.3662 | 70 | 47.0562 | 306.1606 | -204.1135 | 0.59999
WALL R21A+R5 | 377.142 | 1644.9744 | 8094.9191 | 909.2578 | 70 | 57.7538 | 803.7127 | -840.3508 | 0.48886
VAULT 10" SS Panel | 367.566 | 1097.6832 | 7728.1531 | 366.7661 | 70 | 96.2325 | 324.1924 | -780.8067 | 0.29339
ATTIC R60 ADVrh | 365.16 | 294.4944 | 7636.9746 | 91.1784 | 70 | 103.9365 | 80.5946 | -216.101 | 0.27164
WINDOW CL20 | 347.592 | 2304.6288 | 6977.4155 | 659.5591 | 60 | 118.471 | 582.9986 | -1863.3397 | 0.23831
WALL 8" SSPANEL | 328.494 | 2799.3424 | 6269.1424 | 708.2731 | 70 | 127.4217 | 626.0579 | -2199.4394 | 0.22157
WALL R33DBL | 326.372 | 1154.368 | 6191.2321 | 77.9103 | 70 | 480.5795 | 68.8666 | -1103.3583 | 0.058749
2283 sq ft | Spokane - Zone 2
Measure | UA | Installed Cost (1995$) | Annual Use (kWh) | Annual Savings (kWh) | Physical Life (yrs) | Levelized Cost (mills / kWh) | PV Benefits (1995$) | Net Benefits | B/C Ratio
Base | 459.9492 | 0 | 13154.4512 | 0 | 70 | 0 | 0 | 0 | 0
BGWALL R22 FOAM BLOCK | 457.1492 | -548.352 | 13032.3932 | 122.058 | 70 | -179.7779 | 107.8897 | 794.8846 | -0.15705
WALL R21ADV | 437.1622 | 247.112 | 12164.7667 | 867.6265 | 70 | 8.2036 | 766.9138 | 544.0768 | 3.4416
WINDOW CL35 | 427.5622 | 130.56 | 11751.6227 | 413.1441 | 60 | 9.7553 | 365.187 | 239.0068 | 2.8942
FLOOR R25 STD | 426.7302 | 14.144 | 11716.1024 | 35.5203 | 70 | 11.8892 | 31.3971 | 18.1757 | 2.3747
FLOOR R30 STD | 426.3142 | 8.4864 | 11698.3422 | 17.7601 | 70 | 14.478 | 15.6986 | 7.6484 | 1.9501
WINDOW CL25 | 407.3142 | 391.68 | 10890.486 | 807.8562 | 60 | 15.5302 | 714.0816 | 321.291 | 1.818
SLAB R10-4FT | 398.9142 | 319.872 | 10534.9627 | 355.5233 | 70 | 28.192 | 314.2548 | 0.46088 | 1.0015
SLAB R10-FULL | 382.1142 | 641.648 | 9825.9446 | 709.0181 | 70 | 28.3629 | 626.7164 | -2.876 | 0.99543
BGWALL R21 | 380.4342 | 76.16 | 9755.1316 | 70.813 | 70 | 33.9062 | 62.5931 | -12.5765 | 0.83269
FLOOR R38STD w/12"Truss | 379.7062 | 38.1888 | 9724.4933 | 30.6383 | 70 | 39.4625 | 27.0818 | -10.7711 | 0.71545
ATTIC R49 ADVrh | 366.5282 | 765.7616 | 9172.2244 | 552.2689 | 70 | 44.0178 | 488.1624 | -272.9158 | 0.64141
WALL R21A+R5 | 346.5412 | 1408.5384 | 8344.7122 | 827.5122 | 70 | 54.2755 | 731.4559 | -674.6864 | 0.52019
ATTIC R60 ADVrh | 342.9472 | 439.9056 | 8197.2981 | 147.414 | 70 | 95.9491 | 130.3024 | -312.5209 | 0.29425
WINDOW CL20 | 333.3472 | 1259.36 | 7804.2006 | 393.0976 | 60 | 108.5334 | 347.4675 | -988.2503 | 0.26014
WALL 8" SSPANEL | 316.9942 | 2396.9864 | 7138.7451 | 665.4554 | 70 | 116.0339 | 588.2104 | -1829.224 | 0.24332
WALL R33DBL | 315.1772 | 988.448 | 7065.0536 | 73.6915 | 70 | 434.9631 | 65.1375 | -938.3703 | 0.06491

## MIS SFN
Single Family - New Construction
Table Newspht -
1344 sq ft | Missoula - Zone 3
Measure | UA | Installed Cost (1995$) | Annual Use (kWh) | Annual Savings (kWh) | Physical Life (yrs) | Levelized Cost (mills / kWh) | PV Benefits (1995$) | Net Benefits | B/C Ratio
Base | 321.8466 | 0 | 9676.2552 | 0 | 70 | 0 | 0 | 0 | N/A
WALL R21ADV | 308.3056 | 167.416 | 9019.8449 | 656.4103 | 70 | 7.236 | 580.2152 | 431.5105 | 3.9018
WINDOW CL35 | 299.8576 | 114.8928 | 8612.1013 | 407.7436 | 60 | 8.5841 | 360.4134 | 250.8336 | 3.289
FLOOR R25 STD | 289.1056 | 182.784 | 8099.165 | 512.9362 | 70 | 10.5289 | 453.3954 | 284.3133 | 2.6815
FLOOR R30 STD | 283.7296 | 109.6704 | 7844.2422 | 254.9229 | 70 | 12.9299 | 225.3319 | 122.1379 | 2.1836
WINDOW CL25 | 267.0096 | 344.6784 | 7056.2074 | 788.0348 | 60 | 13.9071 | 696.561 | 353.4517 | 2.0301
VAULT R38 SCI | 265.7946 | 44.064 | 6999.6296 | 56.5778 | 70 | 24.262 | 50.0103 | 7.0346 | 1.1637
FLOOR R38STD w/12"Truss | 256.3866 | 493.5168 | 6563.2088 | 436.4208 | 70 | 35.7044 | 385.7618 | -102.0788 | 0.79075
ATTIC R49 ADVrh | 245.8266 | 613.632 | 6078.6463 | 484.5625 | 70 | 40.1101 | 428.3153 | -180.1767 | 0.7039
WALL R21A+R5 | 232.2856 | 954.2712 | 5466.0549 | 612.5914 | 70 | 49.5824 | 541.4828 | -409.4494 | 0.56942
VAULT 10" SS Panel | 226.6156 | 649.944 | 5212.8203 | 253.2346 | 70 | 82.3751 | 223.8395 | -429.2453 | 0.34274
ATTIC R60 ADVrh | 223.7356 | 352.512 | 5084.8531 | 127.9672 | 70 | 88.4907 | 113.113 | -241.4123 | 0.31905
WINDOW CL20 | 215.2876 | 1108.2368 | 4712.6722 | 372.1809 | 60 | 100.8026 | 328.9788 | -845.5859 | 0.28009
WALL 8" SSPANEL | 204.2086 | 1623.9352 | 4229.8823 | 482.7899 | 70 | 108.2852 | 426.7484 | -1209.9851 | 0.26073
WALL R33DBL | 202.9776 | 669.664 | 4176.4404 | 53.4419 | 70 | 406.2719 | 47.2385 | -632.5123 | 0.069494
2200 sq ft | Missoula - Zone 3
Measure | UA | Installed Cost (1995$) | Annual Use (kWh) | Annual Savings (kWh) | Physical Life (yrs) | Levelized Cost (mills / kWh) | PV Benefits (1995$) | Net Benefits | B/C Ratio
Base | 519.737 | 0 | 16489.0049 | 0 | 70 | 0 | 0 | 0 | N/A
WALL R21ADV | 496.395 | 288.592 | 15347.5811 | 1141.4238 | 70 | 7.1641 | 1008.9292 | 752.9186 | 3.941
WINDOW CL35 | 478.827 | 238.9248 | 14494.2618 | 853.3194 | 60 | 8.5231 | 754.2674 | 526.5695 | 3.3126
FLOOR R25 STD | 465.059 | 234.056 | 13828.9842 | 665.2776 | 70 | 10.3816 | 588.0532 | 371.8219 | 2.7196
FLOOR R30 STD | 458.175 | 140.4336 | 13498.5547 | 330.4295 | 70 | 12.7606 | 292.0738 | 160.0653 | 2.2125
WINDOW CL25 | 423.405 | 716.7744 | 11843.6201 | 1654.9347 | 60 | 13.7608 | 1462.8325 | 749.8555 | 2.0517
VAULT R38 SCI | 421.353 | 74.4192 | 11746.7919 | 96.8282 | 70 | 23.9287 | 85.5885 | 13.0495 | 1.1799
FLOOR R38STD w/12"Truss | 409.306 | 631.9512 | 11182.6414 | 564.1505 | 70 | 35.3583 | 498.6648 | -125.8426 | 0.79849
ATTIC R49 ADVrh | 400.484 | 512.6384 | 10774.2652 | 408.3761 | 70 | 39.7508 | 360.9725 | -147.2541 | 0.71026
WALL R21A+R5 | 377.142 | 1644.9744 | 9705.3649 | 1068.9004 | 70 | 48.9706 | 944.8241 | -693.9681 | 0.57654
VAULT 10" SS Panel | 367.566 | 1097.6832 | 9273.0504 | 432.3145 | 70 | 81.4816 | 382.1321 | -720.7027 | 0.3465
ATTIC R60 ADVrh | 365.16 | 294.4944 | 9165.7497 | 107.3007 | 70 | 88.1613 | 94.8454 | -201.3178 | 0.32025
WINDOW CL20 | 347.592 | 2304.6288 | 8387.8135 | 777.9362 | 60 | 100.283 | 687.6346 | -1754.795 | 0.28154
WALL 8" SSPANEL | 328.494 | 2799.3424 | 7549.5668 | 838.2466 | 70 | 107.5009 | 740.9443 | -2080.2614 | 0.26263
WALL R33DBL | 326.372 | 1154.368 | 7458.028 | 91.5388 | 70 | 408.8725 | 80.9132 | -1090.8618 | 0.069052
2283 sq ft | Missoula - Zone 3
Measure | UA | Installed Cost (1995$) | Annual Use (kWh) | Annual Savings (kWh) | Physical Life (yrs) | Levelized Cost (mills / kWh) | PV Benefits (1995$) | Net Benefits | B/C Ratio
Base | 459.9492 | 0 | 15525.2317 | 0 | 70 | 0 | 0 | 0 | 0
BGWALL R22 FOAM BLOCK | 457.1492 | -548.352 | 15386.6018 | 138.6299 | 70 | -158.4412 | 122.538 | 810.2017 | -0.17819
WALL R21ADV | 437.1622 | 247.112 | 14399.4578 | 987.1439 | 70 | 7.0827 | 872.5579 | 653.6672 | 3.9863
WINDOW CL35 | 427.5622 | 130.56 | 13927.1403 | 472.3176 | 60 | 8.401 | 417.4917 | 293.2655 | 3.3607
FLOOR R25 STD | 426.7302 | 14.144 | 13886.2643 | 40.876 | 70 | 10.1932 | 36.1312 | 23.0865 | 2.7698
FLOOR R30 STD | 426.3142 | 8.4864 | 13865.8263 | 20.438 | 70 | 12.4428 | 18.0656 | 10.1038 | 2.269
WINDOW CL25 | 407.3142 | 391.68 | 12934.4213 | 931.4049 | 60 | 13.3302 | 823.289 | 434.5778 | 2.118
SLAB R10-4FT | 398.9142 | 319.872 | 12525.0562 | 409.3652 | 70 | 24.3453 | 361.8467 | 49.8306 | 1.1597
SLAB R10-FULL | 382.1142 | 641.648 | 11717.1902 | 807.866 | 70 | 24.7635 | 714.0902 | 87.7617 | 1.1401
BGWALL R21 | 380.4342 | 76.16 | 11636.8032 | 80.387 | 70 | 29.7424 | 71.0558 | -3.7977 | 0.94926
FLOOR R38STD w/12"Truss | 379.7062 | 38.1888 | 11602.0239 | 34.7793 | 70 | 34.6384 | 30.7421 | -6.9741 | 0.81509
ATTIC R49 ADVrh | 366.5282 | 765.7616 | 10974.607 | 627.4169 | 70 | 38.6193 | 554.5874 | -204.0096 | 0.73107
WALL R21A+R5 | 346.5412 | 1408.5384 | 10029.8435 | 944.7635 | 70 | 47.4087 | 835.0969 | -567.1739 | 0.59553
ATTIC R60 ADVrh | 342.9472 | 439.9056 | 9860.4948 | 169.3487 | 70 | 83.3848 | 149.691 | -292.4081 | 0.33859
WINDOW CL20 | 333.3472 | 1259.36 | 9408.4173 | 452.0775 | 60 | 94.2361 | 399.6011 | -934.1692 | 0.2996
WALL 8" SSPANEL | 316.9942 | 2396.9864 | 8640.908 | 767.5093 | 70 | 100.4649 | 678.4181 | -1735.6466 | 0.28103
WALL R33DBL | 315.1772 | 988.448 | 8556.356 | 84.552 | 70 | 378.9578 | 74.7373 | -928.4119 | 0.074503

## REGION SFN
Single Family - New Construction
Table Newspht -
1344 sq ft | Region
Measure | UA | Installed Cost (1995$) | Annual Use (kWh) | Annual Savings (kWh) | Physical Life (yrs) | Levelized Cost (mills / kWh) | PV Benefits (1995$) | Net Benefits | B/C Ratio
Base | 321.8466 | 0 | 5489.7591 | 0 | 70 | 0 | 0 | 0 | N/A
WALL R21ADV | 308.3056 | 167.416 | 5057.6564 | 432.1027 | 70 | 11.5397 | 381.9449 | 225.8337 | 2.4466
WINDOW CL35 | 299.8576 | 114.8928 | 4791.3156 | 266.3408 | 60 | 13.7013 | 235.4244 | 121.1756 | 2.0606
FLOOR R25 STD | 289.1056 | 182.784 | 4457.724 | 333.5916 | 70 | 16.7564 | 294.8688 | 119.8649 | 1.6849
FLOOR R30 STD | 283.7296 | 109.6704 | 4292.0002 | 165.7238 | 70 | 20.4569 | 146.4869 | 40.3476 | 1.3801
WINDOW CL25 | 267.0096 | 344.6784 | 3782.7288 | 509.2714 | 60 | 22.0968 | 450.156 | 97.8422 | 1.2777
VAULT R38 SCI | 265.7946 | 44.064 | 3746.3132 | 36.4156 | 70 | 38.2789 | 32.1886 | -11.4528 | 0.73757
FLOOR R38STD w/12"Truss | 256.3866 | 493.5168 | 3465.1635 | 281.1497 | 70 | 56.0054 | 248.5143 | -244.4532 | 0.50412
ATTIC R49 ADVrh | 245.8266 | 613.632 | 3152.497 | 312.6665 | 70 | 62.7415 | 276.3727 | -337.7951 | 0.45
WALL R21A+R5 | 232.2856 | 954.2712 | 2758.2796 | 394.2174 | 70 | 77.6325 | 348.4573 | -609.6854 | 0.36368
VAULT 10" SS Panel | 226.6156 | 649.944 | 2597.3893 | 160.8903 | 70 | 130.2602 | 142.2144 | -513.9196 | 0.21675
ATTIC R60 ADVrh | 223.7356 | 352.512 | 2516.6764 | 80.7129 | 70 | 140.9161 | 71.3439 | -284.7416 | 0.20036
WINDOW CL20 | 215.2876 | 1108.2368 | 2283.7467 | 232.9297 | 60 | 161.6955 | 205.8916 | -973.2711 | 0.17461
WALL 8" SSPANEL | 204.2086 | 1623.9352 | 1987.0149 | 296.7319 | 70 | 176.8438 | 262.2877 | -1380.5893 | 0.15965
WALL R33DBL | 202.9776 | 669.664 | 1954.5276 | 32.4873 | 70 | 669.0017 | 28.7162 | -651.7265 | 0.042202
2200 sq ft | Portland - Zone 1
Measure | UA | Installed Cost (1995$) | Annual Use (kWh) | Annual Savings (kWh) | Physical Life (yrs) | Levelized Cost (mills / kWh) | PV Benefits (1995$) | Net Benefits | B/C Ratio
Base | 519.737 | 0 | 9800.329 | 0 | 70 | 0 | 0 | 0 | N/A
WALL R21ADV | 496.395 | 288.592 | 9043.3356 | 756.9934 | 70 | 11.3379 | 669.1228 | 400.4187 | 2.4902
WINDOW CL35 | 478.827 | 238.9248 | 8483.1484 | 560.1872 | 60 | 13.5349 | 495.1616 | 257.7846 | 2.086
FLOOR R25 STD | 465.059 | 234.056 | 8049.3245 | 433.824 | 70 | 16.4831 | 383.4664 | 159.5926 | 1.7129
FLOOR R30 STD | 458.175 | 140.4336 | 7833.1678 | 216.1567 | 70 | 20.0642 | 191.0655 | 55.2839 | 1.4072
WINDOW CL25 | 423.405 | 716.7744 | 6762.1124 | 1071.0554 | 60 | 21.8374 | 946.729 | 214.4728 | 1.2929
VAULT R38 SCI | 421.353 | 74.4192 | 6699.8476 | 62.2648 | 70 | 37.797 | 55.0372 | -18.6431 | 0.74697
FLOOR R38STD w/12"Truss | 409.306 | 631.9512 | 6336.4177 | 363.4299 | 70 | 55.4691 | 321.2435 | -309.8915 | 0.50899
ATTIC R49 ADVrh | 400.484 | 512.6384 | 6071.7887 | 264.629 | 70 | 61.9165 | 233.9113 | -279.0617 | 0.45599
WALL R21A+R5 | 377.142 | 1644.9744 | 5378.2197 | 693.5691 | 70 | 76.0423 | 613.0607 | -1038.1247 | 0.37129
VAULT 10" SS Panel | 367.566 | 1097.6832 | 5097.8597 | 280.3599 | 70 | 126.2162 | 247.8162 | -860.036 | 0.22369
ATTIC R60 ADVrh | 365.16 | 294.4944 | 5027.7727 | 70.087 | 70 | 135.5317 | 61.9514 | -235.4406 | 0.20832
WINDOW CL20 | 347.592 | 2304.6288 | 4520.4658 | 507.3069 | 60 | 154.3428 | 448.4196 | -2002.9459 | 0.18293
WALL 8" SSPANEL | 328.494 | 2799.3424 | 3981.4441 | 539.0217 | 70 | 167.7629 | 476.453 | -2354.6329 | 0.16829
WALL R33DBL | 326.372 | 1154.368 | 3923.1374 | 58.3067 | 70 | 642.5123 | 51.5385 | -1121.3337 | 0.043942
2283 sq ft | Portland - Zone 1
Measure | UA | Installed Cost (1995$) | Annual Use (kWh) | Annual Savings (kWh) | Physical Life (yrs) | Levelized Cost (mills / kWh) | PV Benefits (1995$) | Net Benefits | B/C Ratio
Base | 459.9492 | 0 | 9303.9521 | 0 | 70 | 0 | 0 | 0 | 0
BGWALL R22 FOAM BLOCK | 457.1492 | -548.352 | 9210.1972 | 93.7549 | 70 | -233.6609 | 82.872 | 768.7246 | -0.12083
WALL R21ADV | 437.1622 | 247.112 | 8543.7943 | 666.4029 | 70 | 10.9992 | 589.048 | 359.5667 | 2.5669
WINDOW CL35 | 427.5622 | 130.56 | 8226.0517 | 317.7426 | 60 | 13.0009 | 280.8595 | 151.5293 | 2.1716
FLOOR R25 STD | 426.7302 | 14.144 | 8198.7055 | 27.3463 | 70 | 15.7582 | 24.1719 | 10.6806 | 1.7917
FLOOR R30 STD | 426.3142 | 8.4864 | 8185.0323 | 13.6731 | 70 | 19.1208 | 12.086 | 3.9009 | 1.4766
WINDOW CL25 | 407.3142 | 391.68 | 7563.0055 | 622.0269 | 60 | 20.4849 | 549.823 | 150.8965 | 1.3783
SLAB R10-4FT | 398.9142 | 319.872 | 7289.8701 | 273.1354 | 70 | 37.0139 | 241.4303 | -75.084 | 0.76278
SLAB R10-FULL | 382.1142 | 641.648 | 6746.6682 | 543.2019 | 70 | 37.3429 | 480.1479 | -154.9196 | 0.75606
BGWALL R21 | 380.4342 | 76.16 | 6692.6001 | 54.068 | 70 | 44.7336 | 47.7919 | -27.9307 | 0.63114
FLOOR R38STD w/12"Truss | 379.7062 | 38.1888 | 6669.2659 | 23.3342 | 70 | 52.1452 | 20.6256 | -17.4685 | 0.54144
ATTIC R49 ADVrh | 366.5282 | 765.7616 | 6250.2197 | 419.0462 | 70 | 58.3471 | 370.404 | -395.0732 | 0.48389
WALL R21A+R5 | 346.5412 | 1408.5384 | 5619.9736 | 630.2461 | 70 | 71.5938 | 557.0882 | -855.5677 | 0.39436
ATTIC R60 ADVrh | 342.9472 | 439.9056 | 5507.0959 | 112.8777 | 70 | 125.6286 | 99.7751 | -344.1887 | 0.22474
WINDOW CL20 | 333.3472 | 1259.36 | 5207.9042 | 299.1917 | 60 | 142.9293 | 264.462 | -1074.3564 | 0.19753
WALL 8" SSPANEL | 316.9942 | 2396.9864 | 4705.6199 | 502.2843 | 70 | 154.0711 | 443.9799 | -1978.8422 | 0.18325
WALL R33DBL | 315.1772 | 988.448 | 4650.3364 | 55.2835 | 70 | 580.1456 | 48.8663 | -955.2494 | 0.048666

## Graph - New Site Built
Summary Supply Curve Table and Graph
Source Data
#NAME?
Totals for Measures/Categories with Benefits Exceeding Costs
#NAME? | #NAME? | #NAME? | #NAME? | #NAME? | #NAME? | #NAME? | #NAME? | #NAME? | #NAME? | #NAME? | #NAME? | #NAME? | #NAME? | #NAME? | #NAME? | #NAME?
#NAME? | #NAME? | #NAME? | #NAME? | #NAME? | #NAME? | #NAME? | #NAME? | #NAME? | #NAME? | #NAME? | #NAME? | #NAME? | #NAME? | #NAME? | #NAME? | #NAME?
#NAME? | #NAME? | #NAME? | #NAME? | #NAME? | #NAME? | #NAME? | #NAME? | #NAME? | #NAME? | #NAME? | #NAME? | #NAME? | #NAME? | #NAME? | #NAME? | #NAME?
#NAME? | #NAME? | #NAME? | #NAME? | #NAME? | #NAME? | #NAME? | #NAME? | #NAME? | #NAME? | #NAME? | #NAME? | #NAME? | #NAME? | #NAME? | #NAME? | #NAME?
#NAME? | #NAME? | #NAME? | #NAME? | #NAME? | #NAME? | #NAME? | #NAME? | #NAME? | #NAME? | #NAME? | #NAME? | #NAME? | #NAME? | #NAME? | #NAME? | #NAME?
#NAME? | #NAME? | #NAME? | #NAME? | #NAME? | #NAME? | #NAME? | #NAME? | #NAME? | #NAME? | #NAME? | #NAME? | #NAME? | #NAME? | #NAME? | #NAME? | #NAME?
#NAME? | #NAME? | #NAME? | #NAME? | #NAME? | #NAME? | #NAME? | #NAME? | #NAME? | #NAME? | #NAME? | #NAME? | #NAME? | #NAME? | #NAME? | #NAME? | #NAME?
#NAME? | #NAME? | #NAME? | #NAME? | #NAME? | #NAME? | #NAME? | #NAME? | #NAME? | #NAME? | #NAME? | #NAME? | #NAME? | #NAME? | #NAME? | #NAME? | #NAME?
#NAME? | #NAME? | #NAME? | #NAME? | #NAME? | #NAME? | #NAME? | #NAME? | #NAME? | #NAME? | #NAME? | #NAME? | #NAME? | #NAME? | #NAME? | #NAME? | #NAME?
#NAME? | #NAME? | #NAME? | #NAME? | #NAME? | #NAME? | #NAME? | #NAME? | #NAME? | #NAME? | #NAME? | #NAME? | #NAME? | #NAME? | #NAME? | #NAME? | #NAME?
#NAME? | #NAME? | #NAME? | #NAME? | #NAME? | #NAME? | #NAME? | #NAME? | #NAME? | #NAME? | #NAME? | #NAME? | #NAME? | #NAME? | #NAME? | #NAME? | #NAME?
New Single Family Supply Curve
Resource Costs (Mills/kWh) | Technical Potential (AMW)
0 | 0
10 | #NAME?
20 | #NAME?
30 | #NAME?
40 | #NAME?
50 | #NAME?
60 | #NAME?
Summary Supply Curve Table and Graph
Source Data
#NAME?
#NAME?
#NAME? | #NAME? | #NAME? | #NAME? | #NAME? | #NAME? | #NAME? | #NAME? | #NAME? | #NAME? | #NAME? | #NAME? | #NAME? | #NAME? | #NAME? | #NAME? | #NAME?
#NAME? | #NAME? | #NAME? | #NAME? | #NAME? | #NAME? | #NAME? | #NAME? | #NAME? | #NAME? | #NAME? | #NAME? | #NAME? | #NAME? | #NAME? | #NAME? | #NAME?
#NAME? | #NAME? | #NAME? | #NAME? | #NAME? | #NAME? | #NAME? | #NAME? | #NAME? | #NAME? | #NAME? | #NAME? | #NAME? | #NAME? | #NAME? | #NAME? | #NAME?
#NAME? | #NAME? | #NAME? | #NAME? | #NAME? | #NAME? | #NAME? | #NAME? | #NAME? | #NAME? | #NAME? | #NAME? | #NAME? | #NAME? | #NAME? | #NAME? | #NAME?
#NAME? | #NAME? | #NAME? | #NAME? | #NAME? | #NAME? | #NAME? | #NAME? | #NAME? | #NAME? | #NAME? | #NAME? | #NAME? | #NAME? | #NAME? | #NAME? | #NAME?
#NAME? | #NAME? | #NAME? | #NAME? | #NAME? | #NAME? | #NAME? | #NAME? | #NAME? | #NAME? | #NAME? | #NAME? | #NAME? | #NAME? | #NAME? | #NAME? | #NAME?
#NAME? | #NAME? | #NAME? | #NAME? | #NAME? | #NAME? | #NAME? | #NAME? | #NAME? | #NAME? | #NAME? | #NAME? | #NAME? | #NAME? | #NAME? | #NAME? | #NAME?
#NAME? | #NAME? | #NAME? | #NAME? | #NAME? | #NAME? | #NAME? | #NAME? | #NAME? | #NAME? | #NAME? | #NAME? | #NAME? | #NAME? | #NAME? | #NAME? | #NAME?
#NAME? | #NAME? | #NAME? | #NAME? | #NAME? | #NAME? | #NAME? | #NAME? | #NAME? | #NAME? | #NAME? | #NAME? | #NAME? | #NAME? | #NAME? | #NAME? | #NAME?
#NAME? | #NAME? | #NAME? | #NAME? | #NAME? | #NAME? | #NAME? | #NAME? | #NAME? | #NAME? | #NAME? | #NAME? | #NAME? | #NAME? | #NAME? | #NAME? | #NAME?
#NAME? | #NAME? | #NAME? | #NAME? | #NAME? | #NAME? | #NAME? | #NAME? | #NAME? | #NAME? | #NAME? | #NAME? | #NAME? | #NAME? | #NAME? | #NAME? | #NAME?
New Multifamily Space Heating Supply
Resource Costs (Mills/kWh) | Technical Potential (AMW)
0 | 0
10 | #NAME?
20 | #NAME?
30 | #NAME?
40 | #NAME?
50 | #NAME?
60 | #NAME?
Graph Data
New Site Built Space Heating - Summary
Resource Costs (Mills/kWh) | Technical Potential (AMW)
0 | 0
10 | #NAME?
20 | #NAME?
30 | #NAME?
40 | #NAME?
50 | #NAME?
60 | #NAME?

## SFN TEMPLATE
Single Family - New Construction
Table Newspht -
1344 sq ft | Template
Measure | UA | Installed Cost (1995$) | Annual Use (kWh) | Annual Savings (kWh) | Physical Life (yrs) | Levelized Cost (mills / kWh) | PV Benefits (1995$) | Net Benefits | B/C Ratio
#NAME? | #NAME? | #NAME? | #NAME? | #NAME? | 70 | 0 | 0 | 0 | N/A
#NAME? | #NAME? | #NAME? | #NAME? | #NAME? | #NAME? | #NAME? | #NAME? | #NAME? | #NAME?
#NAME? | #NAME? | #NAME? | #NAME? | #NAME? | #NAME? | #NAME? | #NAME? | #NAME? | #NAME?
#NAME? | #NAME? | #NAME? | #NAME? | #NAME? | #NAME? | #NAME? | #NAME? | #NAME? | #NAME?
#NAME? | #NAME? | #NAME? | #NAME? | #NAME? | #NAME? | #NAME? | #NAME? | #NAME? | #NAME?
#NAME? | #NAME? | #NAME? | #NAME? | #NAME? | #NAME? | #NAME? | #NAME? | #NAME? | #NAME?
#NAME? | #NAME? | #NAME? | #NAME? | #NAME? | #NAME? | #NAME? | #NAME? | #NAME? | #NAME?
#NAME? | #NAME? | #NAME? | #NAME? | #NAME? | #NAME? | #NAME? | #NAME? | #NAME? | #NAME?
#NAME? | #NAME? | #NAME? | #NAME? | #NAME? | #NAME? | #NAME? | #NAME? | #NAME? | #NAME?
#NAME? | #NAME? | #NAME? | #NAME? | #NAME? | #NAME? | #NAME? | #NAME? | #NAME? | #NAME?
#NAME? | #NAME? | #NAME? | #NAME? | #NAME? | #NAME? | #NAME? | #NAME? | #NAME? | #NAME?
#NAME? | #NAME? | #NAME? | #NAME? | #NAME? | #NAME? | #NAME? | #NAME? | #NAME? | #NAME?
#NAME? | #NAME? | #NAME? | #NAME? | #NAME? | #NAME? | #NAME? | #NAME? | #NAME? | #NAME?
#NAME? | #NAME? | #NAME? | #NAME? | #NAME? | #NAME? | #NAME? | #NAME? | #NAME? | #NAME?
#NAME? | #NAME? | #NAME? | #NAME? | #NAME? | #NAME? | #NAME? | #NAME? | #NAME? | #NAME?
2200 sq ft | Template
Measure | UA | Installed Cost (1995$) | Annual Use (kWh) | Annual Savings (kWh) | Physical Life (yrs) | Levelized Cost (mills / kWh) | PV Benefits (1995$) | Net Benefits | B/C Ratio
#NAME? | #NAME? | #NAME? | #NAME? | #NAME? | 70 | 0 | 0 | 0 | N/A
#NAME? | #NAME? | #NAME? | #NAME? | #NAME? | #NAME? | #NAME? | #NAME? | #NAME? | #NAME?
#NAME? | #NAME? | #NAME? | #NAME? | #NAME? | #NAME? | #NAME? | #NAME? | #NAME? | #NAME?
#NAME? | #NAME? | #NAME? | #NAME? | #NAME? | #NAME? | #NAME? | #NAME? | #NAME? | #NAME?
#NAME? | #NAME? | #NAME? | #NAME? | #NAME? | #NAME? | #NAME? | #NAME? | #NAME? | #NAME?
#NAME? | #NAME? | #NAME? | #NAME? | #NAME? | #NAME? | #NAME? | #NAME? | #NAME? | #NAME?
#NAME? | #NAME? | #NAME? | #NAME? | #NAME? | #NAME? | #NAME? | #NAME? | #NAME? | #NAME?
#NAME? | #NAME? | #NAME? | #NAME? | #NAME? | #NAME? | #NAME? | #NAME? | #NAME? | #NAME?
#NAME? | #NAME? | #NAME? | #NAME? | #NAME? | #NAME? | #NAME? | #NAME? | #NAME? | #NAME?
#NAME? | #NAME? | #NAME? | #NAME? | #NAME? | #NAME? | #NAME? | #NAME? | #NAME? | #NAME?
#NAME? | #NAME? | #NAME? | #NAME? | #NAME? | #NAME? | #NAME? | #NAME? | #NAME? | #NAME?
#NAME? | #NAME? | #NAME? | #NAME? | #NAME? | #NAME? | #NAME? | #NAME? | #NAME? | #NAME?
#NAME? | #NAME? | #NAME? | #NAME? | #NAME? | #NAME? | #NAME? | #NAME? | #NAME? | #NAME?
#NAME? | #NAME? | #NAME? | #NAME? | #NAME? | #NAME? | #NAME? | #NAME? | #NAME? | #NAME?
#NAME? | #NAME? | #NAME? | #NAME? | #NAME? | #NAME? | #NAME? | #NAME? | #NAME? | #NAME?
2283 sq ft | Template
Measure | UA | Installed Cost (1995$) | Annual Use (kWh) | Annual Savings (kWh) | Physical Life (yrs) | Levelized Cost (mills / kWh) | PV Benefits (1995$) | Net Benefits | B/C Ratio
#NAME? | #NAME? | #NAME? | #NAME? | #NAME? | 70 | 0 | 0 | 0 | 0
#NAME? | #NAME? | #NAME? | #NAME? | #NAME? | #NAME? | #NAME? | #NAME? | #NAME? | #NAME?
#NAME? | #NAME? | #NAME? | #NAME? | #NAME? | #NAME? | #NAME? | #NAME? | #NAME? | #NAME?
#NAME? | #NAME? | #NAME? | #NAME? | #NAME? | #NAME? | #NAME? | #NAME? | #NAME? | #NAME?
#NAME? | #NAME? | #NAME? | #NAME? | #NAME? | #NAME? | #NAME? | #NAME? | #NAME? | #NAME?
#NAME? | #NAME? | #NAME? | #NAME? | #NAME? | #NAME? | #NAME? | #NAME? | #NAME? | #NAME?
#NAME? | #NAME? | #NAME? | #NAME? | #NAME? | #NAME? | #NAME? | #NAME? | #NAME? | #NAME?
#NAME? | #NAME? | #NAME? | #NAME? | #NAME? | #NAME? | #NAME? | #NAME? | #NAME? | #NAME?
#NAME? | #NAME? | #NAME? | #NAME? | #NAME? | #NAME? | #NAME? | #NAME? | #NAME? | #NAME?
#NAME? | #NAME? | #NAME? | #NAME? | #NAME? | #NAME? | #NAME? | #NAME? | #NAME? | #NAME?
#NAME? | #NAME? | #NAME? | #NAME? | #NAME? | #NAME? | #NAME? | #NAME? | #NAME? | #NAME?
#NAME? | #NAME? | #NAME? | #NAME? | #NAME? | #NAME? | #NAME? | #NAME? | #NAME? | #NAME?
#NAME? | #NAME? | #NAME? | #NAME? | #NAME? | #NAME? | #NAME? | #NAME? | #NAME? | #NAME?
#NAME? | #NAME? | #NAME? | #NAME? | #NAME? | #NAME? | #NAME? | #NAME? | #NAME? | #NAME?
#NAME? | #NAME? | #NAME? | #NAME? | #NAME? | #NAME? | #NAME? | #NAME? | #NAME? | #NAME?
#NAME? | #NAME? | #NAME? | #NAME? | #NAME? | #NAME? | #NAME? | #NAME? | #NAME? | #NAME?
#NAME? | #NAME? | #NAME? | #NAME? | #NAME? | #NAME? | #NAME? | #NAME? | #NAME? | #NAME?

## PDX MFN
Multfamily - New Construction
Table Newspht -
| Portland - Zone 1 |  |  | 12 units @ 1040 sq ft/dwelling unit
Measure | Building UA | Installed Cost (1995$) | Annual Use (kWh) | Annual Savings (kWh) | Physical Life (yrs) | Levelized Cost (mills / kWh) | PV Benefits (1995$) | Net Benefits | B/C Ratio
Base | 2113.996 | 0 | 21417.7487 | 0 | 70 | 0 | 0 | 0 | N/A
BGWALL R22 FOAM BLOCK* | 2111.121 | -641.24 | 21344.7744 | 72.9743 | 70 | -445.6445 | 44.0014 | 751.4117 | -0.062201
WALL R21INT | 2043.665 | 1146.752 | 19645.0826 | 1699.6918 | 70 | 26.8598 | 1024.8642 | 31.7812 | 1.032
WINDOW CL35 | 1868.7081 | 3442.7176 | 15369.3365 | 4275.7461 | 60 | 33.073 | 2578.1493 | -497.9376 | 0.83813
WINDOW CL25 | 1749.7831 | 2442.1248 | 12730.3787 | 2638.9578 | 60 | 38.1694 | 1591.214 | -599.8787 | 0.72622
VAULT R38 SCI | 1744.2301 | 201.3888 | 12611.7531 | 118.6256 | 70 | 69.1856 | 71.5278 | -107.0007 | 0.40065
WALL R21A+R5 | 1626.1821 | 4357.6576 | 10191.3762 | 2420.3769 | 70 | 73.4356 | 1459.4162 | -2406.9488 | 0.37746
SLAB R10-4FT | 1609.6221 | 630.6048 | 9871.7945 | 319.5817 | 70 | 80.5857 | 192.6984 | -367.5143 | 0.34397
SLAB R10-FULL | 1576.5021 | 1264.9632 | 9247.3621 | 624.4324 | 70 | 82.7604 | 376.5144 | -747.6271 | 0.33494
ATTIC R49 ADVrh | 1552.8741 | 1373.0016 | 8804.263 | 443.099 | 70 | 127.1488 | 267.1757 | -958.3605 | 0.21801
VAULT 10" SS Panel | 1526.9601 | 2970.4848 | 8322.118 | 482.1451 | 70 | 253.8508 | 290.7193 | -2371.6564 | 0.1092
ATTIC R60 ADVrh | 1520.5161 | 788.7456 | 8202.7067 | 119.4113 | 70 | 272.2337 | 72.0015 | -635.1302 | 0.10182
WINDOW CL20 | 1460.3512 | 7852.1096 | 7121.7391 | 1080.9676 | 60 | 306.832 | 651.7917 | -6563.0417 | 0.090341
WALL 8" SSPANEL | 1409.7592 | 11123.4944 | 6261.4722 | 860.267 | 70 | 533.9254 | 518.7157 | -9472.6955 | 0.051916
WALL R33DBL | 1401.3272 | 4587.008 | 6119.9094 | 141.5627 | 70 | 1339.5791 | 85.3582 | -4039.7023 | 0.020693

## SEA MFN
Multfamily - New Construction
Table Newspht -
| Seattle - Zone 1 |  |  | 12 units @ 1040 sq ft/dwelling unit
Measure | Building UA | Installed Cost (1995$) | Annual Use (kWh) | Annual Savings (kWh) | Physical Life (yrs) | Levelized Cost (mills / kWh) | PV Benefits (1995$) | Net Benefits | B/C Ratio
Base | 2113.996 | 0 | 25071.0468 | 0 | 70 | 0 | 0 | 0 | N/A
BGWALL R22 FOAM BLOCK* | 2111.121 | -641.24 | 24988.8275 | 82.2193 | 70 | -395.6798 | 49.5758 | 757.2454 | -0.070055
WALL R21INT | 2043.665 | 1146.752 | 23092.4311 | 1896.3964 | 70 | 23.9643 | 1143.4713 | 154.901 | 1.1567
WINDOW CL35 | 1868.7081 | 3442.7176 | 18310.5333 | 4781.8978 | 60 | 29.4607 | 2883.3439 | -181.131 | 0.94089
WINDOW CL25 | 1749.7831 | 2442.1248 | 15180.4318 | 3130.1015 | 60 | 32.0148 | 1887.3593 | -292.4658 | 0.86583
VAULT R38 SCI | 1744.2301 | 201.3888 | 15039.1663 | 141.2655 | 70 | 57.9286 | 85.179 | -92.8301 | 0.47851
WALL R21A+R5 | 1626.1821 | 4357.6576 | 12095.6976 | 2943.4687 | 70 | 60.1978 | 1774.8252 | -2079.5391 | 0.46047
SLAB R10-4FT | 1609.6221 | 630.6048 | 11702.0219 | 393.6756 | 70 | 65.2201 | 237.3748 | -321.138 | 0.42501
SLAB R10-FULL | 1576.5021 | 1264.9632 | 10925.0752 | 776.9467 | 70 | 66.3075 | 468.476 | -652.1665 | 0.41804
ATTIC R49 ADVrh | 1552.8741 | 1373.0016 | 10383.2594 | 541.8158 | 70 | 103.7906 | 326.699 | -896.5725 | 0.26707
VAULT 10" SS Panel | 1526.9601 | 2970.4848 | 9801.0788 | 582.1807 | 70 | 210.0506 | 351.0378 | -2309.0428 | 0.13197
ATTIC R60 ADVrh | 1520.5161 | 788.7456 | 9657.4718 | 143.607 | 70 | 226.1886 | 86.5908 | -619.9858 | 0.12255
WINDOW CL20 | 1460.3512 | 7852.1096 | 8365.0275 | 1292.4443 | 60 | 256.4539 | 779.3059 | -6430.6758 | 0.10809
WALL 8" SSPANEL | 1409.7592 | 11123.4944 | 7321.6774 | 1043.35 | 70 | 440.0491 | 629.1094 | -9358.1015 | 0.062992
WALL R33DBL | 1401.3272 | 4587.008 | 7153.2351 | 168.4424 | 70 | 1125.644 | 101.5658 | -4022.878 | 0.024625

## SPK MFN
Multfamily - New Construction
Table Newspht -
| Spokane - Zone 2 |  |  | 12 units @ 1040 sq ft/dwelling unit
Measure | Building UA | Installed Cost (1995$) | Annual Use (kWh) | Annual Savings (kWh) | Physical Life (yrs) | Levelized Cost (mills / kWh) | PV Benefits (1995$) | Net Benefits | B/C Ratio
Base | 2113.996 | 0 | 43534.0202 | 0 | 70 | 0 | 0 | 0 | N/A
BGWALL R22 FOAM BLOCK* | 2111.121 | -641.24 | 43419.6478 | 114.3724 | 70 | -284.806 | 68.9632 | 777.5344 | -0.097327
WALL R21INT | 2043.665 | 1146.752 | 40736.0869 | 2683.5609 | 70 | 16.6256 | 1618.1084 | 647.5971 | 1.6673
WINDOW CL35 | 1868.7081 | 3442.7176 | 33857.3712 | 6878.7157 | 60 | 20.1588 | 4147.6634 | 1131.2934 | 1.3751
WINDOW CL25 | 1749.7831 | 2442.1248 | 29353.0478 | 4504.3234 | 60 | 21.9256 | 2715.9747 | 567.6767 | 1.2642
VAULT R38 SCI | 1744.2301 | 201.3888 | 29146.4496 | 206.5983 | 70 | 39.2763 | 124.5727 | -51.9375 | 0.70575
WALL R21A+R5 | 1626.1821 | 4357.6576 | 24835.7765 | 4310.6731 | 70 | 40.7705 | 2599.2092 | -1223.7889 | 0.67989
SLAB R10-4FT | 1609.6221 | 630.6048 | 24247.9633 | 587.8131 | 70 | 43.3315 | 354.4341 | -199.6249 | 0.6397
SLAB R10-FULL | 1576.5021 | 1264.9632 | 23085.3781 | 1162.5852 | 70 | 43.963 | 701.0047 | -410.7906 | 0.63052
ATTIC R49 ADVrh | 1552.8741 | 1373.0016 | 22277.3522 | 808.026 | 70 | 69.2486 | 487.2159 | -729.9482 | 0.40029
VAULT 10" SS Panel | 1526.9601 | 2970.4848 | 21408.1286 | 869.2235 | 70 | 140.3375 | 524.1163 | -2129.3791 | 0.19752
ATTIC R60 ADVrh | 1520.5161 | 788.7456 | 21194.6251 | 213.5035 | 70 | 151.7939 | 128.7364 | -576.2367 | 0.18261
WINDOW CL20 | 1460.3512 | 7852.1096 | 19229.4 | 1965.2251 | 60 | 168.2977 | 1184.973 | -6009.5739 | 0.1647
WALL 8" SSPANEL | 1409.7592 | 11123.4944 | 17604.2797 | 1625.1203 | 70 | 282.1402 | 979.8998 | -8993.9643 | 0.098247
WALL R33DBL | 1401.3272 | 4587.008 | 17336.5211 | 267.7586 | 70 | 707.7321 | 161.4506 | -3960.7147 | 0.039166

## MIS MFN
Multfamily - New Construction
Table Newspht -
| Missoula - Zone 3 |  |  | 12 units @ 1040 sq ft/dwelling unit
Measure | Building UA | Installed Cost (1995$) | Annual Use (kWh) | Annual Savings (kWh) | Physical Life (yrs) | Levelized Cost (mills / kWh) | PV Benefits (1995$) | Net Benefits | B/C Ratio
Base | 2113.996 | 0 | 53051.0477 | 0 | 70 | 0 | 0 | 0 | N/A
BGWALL R22 FOAM BLOCK* | 2111.121 | -641.24 | 52918.5643 | 132.4833 | 70 | -246.0483 | 79.8836 | 788.9626 | -0.11266
WALL R21INT | 2043.665 | 1146.752 | 49827.7092 | 3090.8551 | 70 | 14.2958 | 1863.6948 | 902.5276 | 1.939
WINDOW CL35 | 1868.7081 | 3442.7176 | 41881.9584 | 7945.7508 | 60 | 17.31 | 4791.0543 | 1799.1639 | 1.6013
WINDOW CL25 | 1749.7831 | 2442.1248 | 36615.2942 | 5266.6642 | 60 | 18.5993 | 3175.6438 | 1044.8354 | 1.4903
VAULT R38 SCI | 1744.2301 | 201.3888 | 36373.048 | 242.2462 | 70 | 33.3413 | 146.0673 | -29.6251 | 0.83138
WALL R21A+R5 | 1626.1821 | 4357.6576 | 31261.008 | 5112.04 | 70 | 34.214 | 3082.4099 | -722.2034 | 0.81018
SLAB R10-4FT | 1609.6221 | 630.6048 | 30548.4965 | 712.5115 | 70 | 35.5634 | 429.6235 | -121.5747 | 0.77944
SLAB R10-FULL | 1576.5021 | 1264.9632 | 29127.5182 | 1420.9783 | 70 | 35.7769 | 856.8082 | -249.0592 | 0.77478
ATTIC R49 ADVrh | 1552.8741 | 1373.0016 | 28120.1258 | 1007.3924 | 70 | 55.3353 | 607.428 | -605.1623 | 0.50093
VAULT 10" SS Panel | 1526.9601 | 2970.4848 | 27025.2383 | 1094.8876 | 70 | 111.1956 | 660.185 | -1988.1332 | 0.24928
ATTIC R60 ADVrh | 1520.5161 | 788.7456 | 26753.8464 | 271.3919 | 70 | 119.1911 | 163.6413 | -540.0036 | 0.23256
WINDOW CL20 | 1460.3512 | 7852.1096 | 24247.2036 | 2506.6428 | 60 | 131.7187 | 1511.432 | -5670.6938 | 0.21044
WALL 8" SSPANEL | 1409.7592 | 11123.4944 | 22170.1382 | 2077.0654 | 70 | 220.5203 | 1252.4094 | -8711.0863 | 0.1257
WALL R33DBL | 1401.3272 | 4587.008 | 21826.1877 | 343.9505 | 70 | 550.7218 | 207.392 | -3913.0253 | 0.050333

## REGION MFN
Multfamily - New Construction
Table Newspht -
1040 sq ft | Region |  |  | 12 units @ 1040 sq ft/dwelling unit
Measure | Building UA | Installed Cost (1995$) | Annual Use (kWh) | Annual Savings (kWh) | Physical Life (yrs) | Levelized Cost (mills / kWh) | PV Benefits (1995$) | Net Benefits | B/C Ratio
Base | 2113.996 | 0 | 25453.8764 | 0 | 70 | 0 | 0 | 0 | N/A
BGWALL R22 FOAM BLOCK* | 2111.121 | -641.24 | 25371.5362 | 82.3402 | 70 | -395.1008 | 49.6487 | 757.3217 | -0.070158
WALL R21INT | 2043.665 | 1146.752 | 23466.9766 | 1904.5596 | 70 | 23.8571 | 1148.3935 | 160.0105 | 1.1619
WINDOW CL35 | 1868.7081 | 3442.7176 | 18660.1276 | 4806.849 | 60 | 29.3023 | 2898.3887 | -165.5137 | 0.94598
WINDOW CL25 | 1749.7831 | 2442.1248 | 15544.2969 | 3115.8307 | 60 | 32.1662 | 1878.7544 | -301.3981 | 0.86175
VAULT R38 SCI | 1744.2301 | 201.3888 | 15403.5798 | 140.7171 | 70 | 58.1584 | 84.8483 | -93.1734 | 0.47662
WALL R21A+R5 | 1626.1821 | 4357.6576 | 12480.3419 | 2923.2379 | 70 | 60.6217 | 1762.6266 | -2092.2018 | 0.45725
SLAB R10-4FT | 1609.6221 | 630.6048 | 12089.2842 | 391.0577 | 70 | 65.6638 | 235.7963 | -322.7766 | 0.42214
SLAB R10-FULL | 1576.5021 | 1264.9632 | 11318.3905 | 770.8937 | 70 | 66.8365 | 464.8262 | -655.9552 | 0.41473
ATTIC R49 ADVrh | 1552.8741 | 1373.0016 | 10779.0203 | 539.3703 | 70 | 104.266 | 325.2244 | -898.1032 | 0.26585
VAULT 10" SS Panel | 1526.9601 | 2970.4848 | 10197.9813 | 581.039 | 70 | 210.4654 | 350.3494 | -2309.7574 | 0.13171
ATTIC R60 ADVrh | 1520.5161 | 788.7456 | 10054.5608 | 143.4204 | 70 | 226.4841 | 86.4783 | -620.1026 | 0.12239
WINDOW CL20 | 1460.3512 | 7852.1096 | 8759.9445 | 1294.6163 | 60 | 256.0219 | 780.6156 | -6429.3162 | 0.10827
WALL 8" SSPANEL | 1409.7592 | 11123.4944 | 7715.0837 | 1044.8608 | 70 | 439.4113 | 630.0204 | -9357.1559 | 0.063083
WALL R33DBL | 1401.3272 | 4587.008 | 7545.5276 | 169.5561 | 70 | 1118.2433 | 102.2373 | -4022.1809 | 0.024788

## MFN TEMPLATE
Multfamily - New Construction
Table Newspht -
1040 sq ft | Template |  |  | 12 units @ 1040 sq ft/dwelling unit
Measure | Building UA | Installed Cost (1995$) | Annual Use (kWh) | Annual Savings (kWh) | Physical Life (yrs) | Levelized Cost (mills / kWh) | PV Benefits (1995$) | Net Benefits | B/C Ratio
#NAME? | #NAME? | #NAME? | #NAME? | #NAME? | 70 | 0 | 0 | 0 | N/A
#NAME? | #NAME? | #NAME? | #NAME? | #NAME? | #NAME? | #NAME? | #NAME? | #NAME? | #NAME?
#NAME? | #NAME? | #NAME? | #NAME? | #NAME? | #NAME? | #NAME? | #NAME? | #NAME? | #NAME?
#NAME? | #NAME? | #NAME? | #NAME? | #NAME? | #NAME? | #NAME? | #NAME? | #NAME? | #NAME?
#NAME? | #NAME? | #NAME? | #NAME? | #NAME? | #NAME? | #NAME? | #NAME? | #NAME? | #NAME?
#NAME? | #NAME? | #NAME? | #NAME? | #NAME? | #NAME? | #NAME? | #NAME? | #NAME? | #NAME?
#NAME? | #NAME? | #NAME? | #NAME? | #NAME? | #NAME? | #NAME? | #NAME? | #NAME? | #NAME?
#NAME? | #NAME? | #NAME? | #NAME? | #NAME? | #NAME? | #NAME? | #NAME? | #NAME? | #NAME?
#NAME? | #NAME? | #NAME? | #NAME? | #NAME? | #NAME? | #NAME? | #NAME? | #NAME? | #NAME?
#NAME? | #NAME? | #NAME? | #NAME? | #NAME? | #NAME? | #NAME? | #NAME? | #NAME? | #NAME?
#NAME? | #NAME? | #NAME? | #NAME? | #NAME? | #NAME? | #NAME? | #NAME? | #NAME? | #NAME?
#NAME? | #NAME? | #NAME? | #NAME? | #NAME? | #NAME? | #NAME? | #NAME? | #NAME? | #NAME?
#NAME? | #NAME? | #NAME? | #NAME? | #NAME? | #NAME? | #NAME? | #NAME? | #NAME? | #NAME?
#NAME? | #NAME? | #NAME? | #NAME? | #NAME? | #NAME? | #NAME? | #NAME? | #NAME? | #NAME?
#NAME? | #NAME? | #NAME? | #NAME? | #NAME? | #NAME? | #NAME? | #NAME? | #NAME? | #NAME?

## PDX MHN
Manufactured Housing - New Construction
Table Newspht -
924 sq ft | Portland -Zone 1
Measure | UA | Installed Cost (1995$) | Annual Use (kWh) | Annual Savings (kWh) | Physical Life (yrs) | Levelized Cost (mills / kWh) | PV Benefits (1995$) | Net Benefits | B/C Ratio
Base | 252.0818 | 0 | 3836.3469 | 0 | 45 | 0 | 0 | 0 | N/A
FLOOR R33 | 240.9938 | 139.7088 | 3481.0773 | 355.2696 | 45 | 16.7954 | 193.7292 | 75.4204 | 1.6375
ATTIC R25 | 237.7938 | 43.2 | 3379.7544 | 101.3229 | 45 | 18.2984 | 55.2516 | 18.4904 | 1.503
VAULT R25 | 233.6018 | 56.592 | 3247.5374 | 132.217 | 45 | 18.3739 | 72.0981 | 23.9302 | 1.4968
ATTIC R30 | 231.6018 | 34.56 | 3184.4568 | 63.0806 | 45 | 23.8139 | 34.398 | 4.6131 | 1.1549
VAULT R30 | 228.9818 | 45.2736 | 3102.6249 | 81.8319 | 45 | 24.0582 | 44.6231 | 5.588 | 1.1432
WINDOW CL35 | 212.7418 | 336.4 | 2608.9341 | 493.6908 | 45 | 29.875 | 269.2105 | -23.2258 | 0.92058
WALL R21 ADV | 206.4538 | 155.628 | 2422.9344 | 185.9997 | 45 | 36.9248 | 101.426 | -34.7497 | 0.74482
ATTIC R38 | 204.4538 | 51.84 | 2364.3694 | 58.565 | 45 | 39.1245 | 31.9356 | -13.4957 | 0.70294
VAULT R38 | 202.8818 | 67.9104 | 2318.3373 | 46.0321 | 45 | 65.9105 | 25.1014 | -35.0554 | 0.41727
ATTIC R49 | 201.2818 | 77.76 | 2271.4853 | 46.852 | 45 | 74.2812 | 25.5485 | -43.4558 | 0.37024
FLOOR R44 | 199.4338 | 139.7088 | 2217.5722 | 53.9131 | 45 | 116.5714 | 29.3989 | -95.2117 | 0.23593
1568 sq ft | Portland -Zone 1
Measure | UA | Installed Cost (1995$) | Annual Use (kWh) | Annual Savings (kWh) | Physical Life (yrs) | Levelized Cost (mills / kWh) | PV Benefits (1995$) | Net Benefits | B/C Ratio
Base | 379.9709 | 0 | 9597.3014 | 0 | 45 | 0 | 0 | 0 | N/A
FLOOR R33 | 361.1549 | 237.0816 | 8798.1643 | 799.1371 | 45 | 12.4117 | 435.7709 | 239.1085 | 2.2158
ATTIC R25 | 353.8909 | 98.064 | 8492.878 | 305.2863 | 45 | 13.526 | 166.4732 | 84.5995 | 2.0333
VAULT R25 | 348.6109 | 71.28 | 8271.6483 | 221.2297 | 45 | 13.5704 | 120.637 | 61.1112 | 2.0266
ATTIC R30 | 344.0709 | 78.4512 | 8082.4939 | 189.1543 | 45 | 17.7713 | 74.9741 | 26.5276 | 1.5476
VAULT R30 | 340.7709 | 57.024 | 7945.0029 | 137.491 | 45 | 17.7713 | 103.1462 | 36.4956 | 1.5476
WINDOW CL35 | 313.3309 | 568.4 | 6823.5171 | 1121.4858 | 45 | 21.951 | 611.5482 | 123.4399 | 1.2529
WALL R21 ADV | 307.1749 | 152.361 | 6575.7759 | 247.7412 | 45 | 26.8611 | 135.0937 | 3.1494 | 1.0239
ATTIC R38 | 302.6349 | 117.6768 | 6393.7867 | 181.9892 | 45 | 28.2961 | 99.239 | -2.8645 | 0.97195
VAULT R38 | 300.6549 | 85.536 | 6314.417 | 79.3697 | 45 | 47.8632 | 43.2805 | -32.0422 | 0.5746
ATTIC R49 | 297.0229 | 176.5152 | 6169.7502 | 144.6668 | 45 | 54.3297 | 78.8871 | -76.9514 | 0.50621
FLOOR R44 | 293.8869 | 237.0816 | 6045.0152 | 124.735 | 45 | 85.22 | 68.0182 | -142.7469 | 0.32272

## SEA MHN
Manufactured Housing - New Construction
Table Newspht -
924 sq ft | Seattle - Zone 1
Measure | UA | Installed Cost (1995$) | Annual Use (kWh) | Annual Savings (kWh) | Physical Life (yrs) | Levelized Cost (mills / kWh) | PV Benefits (1995$) | Net Benefits | B/C Ratio
Base | 252.0818 | 0 | 4413.889 | 0 | 45 | 0 | 0 | 0 | N/A
FLOOR R33 | 240.9938 | 139.7088 | 4013.863 | 400.026 | 45 | 14.7983 | 218.1349 | 100.7621 | 1.8585
ATTIC R25 | 237.7938 | 43.2 | 3900.2089 | 113.6541 | 45 | 16.1986 | 61.9758 | 25.4724 | 1.6978
VAULT R25 | 233.6018 | 56.592 | 3752.1837 | 148.0252 | 45 | 16.2991 | 80.7184 | 32.881 | 1.6873
ATTIC R30 | 231.6018 | 34.56 | 3681.561 | 70.6227 | 45 | 21.1581 | 38.5107 | 8.8835 | 1.2998
VAULT R30 | 228.9818 | 45.2736 | 3589.691 | 91.87 | 45 | 21.3143 | 50.0969 | 11.2717 | 1.2903
WINDOW CL35 | 212.7418 | 336.4 | 3030.4129 | 559.2781 | 45 | 26.2478 | 304.9754 | 13.9106 | 1.0478
WALL R21 ADV | 206.4538 | 155.628 | 2817.6053 | 212.8075 | 45 | 32.1405 | 116.0443 | -19.5708 | 0.85569
ATTIC R38 | 204.4538 | 51.84 | 2750.3814 | 67.2239 | 45 | 33.9491 | 36.6573 | -8.5929 | 0.8101
VAULT R38 | 202.8818 | 67.9104 | 2697.5434 | 52.838 | 45 | 57.2849 | 28.8127 | -31.2018 | 0.4801
ATTIC R49 | 201.2818 | 77.76 | 2643.7642 | 53.7791 | 45 | 64.5774 | 29.3259 | -39.5336 | 0.42588
FLOOR R44 | 199.4338 | 139.7088 | 2581.8972 | 61.8671 | 45 | 101.4487 | 33.7362 | -90.708 | 0.2711
1568 sq ft | Seattle - Zone 1
Measure | UA | Installed Cost (1995$) | Annual Use (kWh) | Annual Savings (kWh) | Physical Life (yrs) | Levelized Cost (mills / kWh) | PV Benefits (1995$) | Net Benefits | B/C Ratio
Base | 379.9709 | 0 | 9597.3014 | 0 | 45 | 0 | 0 | 0 | N/A
FLOOR R33 | 361.1549 | 237.0816 | 8798.1643 | 799.1371 | 45 | 12.4117 | 435.7709 | 239.1085 | 2.2158
ATTIC R25 | 353.8909 | 98.064 | 8492.878 | 305.2863 | 45 | 13.526 | 166.4732 | 84.5995 | 2.0333
VAULT R25 | 348.6109 | 71.28 | 8271.6483 | 221.2297 | 45 | 13.5704 | 120.637 | 61.1112 | 2.0266
ATTIC R30 | 344.0709 | 78.4512 | 8082.4939 | 189.1543 | 45 | 17.7713 | 74.9741 | 26.5276 | 1.5476
VAULT R30 | 340.7709 | 57.024 | 7945.0029 | 137.491 | 45 | 17.7713 | 103.1462 | 36.4956 | 1.5476
WINDOW CL35 | 313.3309 | 568.4 | 6823.5171 | 1121.4858 | 45 | 21.951 | 611.5482 | 123.4399 | 1.2529
WALL R21 ADV | 307.1749 | 152.361 | 6575.7759 | 247.7412 | 45 | 26.8611 | 135.0937 | 3.1494 | 1.0239
ATTIC R38 | 302.6349 | 117.6768 | 6393.7867 | 181.9892 | 45 | 28.2961 | 99.239 | -2.8645 | 0.97195
VAULT R38 | 300.6549 | 85.536 | 6314.417 | 79.3697 | 45 | 47.8632 | 43.2805 | -32.0422 | 0.5746
ATTIC R49 | 297.0229 | 176.5152 | 6169.7502 | 144.6668 | 45 | 54.3297 | 78.8871 | -76.9514 | 0.50621
FLOOR R44 | 293.8869 | 237.0816 | 6045.0152 | 124.735 | 45 | 85.22 | 68.0182 | -142.7469 | 0.32272

## SPK MHN
Manufactured Housing - New Construction
Table Newspht -
924 sq ft | Spokane - Zone 2
Measure | UA | Installed Cost (1995$) | Annual Use (kWh) | Annual Savings (kWh) | Physical Life (yrs) | Levelized Cost (mills / kWh) | PV Benefits (1995$) | Net Benefits | B/C Ratio
Base | 252.0818 | 0 | 7227.6781 | 0 | 45 | 0 | 0 | 0 | N/A
FLOOR R33 | 240.9938 | 139.7088 | 6681.8332 | 545.8449 | 45 | 10.5632 | 297.6502 | 183.3267 | 2.6036
ATTIC R25 | 237.7938 | 43.2 | 6525.5046 | 156.3286 | 45 | 11.4888 | 85.2462 | 49.6353 | 2.3938
VAULT R25 | 233.6018 | 56.592 | 6321.2258 | 204.2788 | 45 | 11.5203 | 111.3936 | 64.7325 | 2.3873
ATTIC R30 | 231.6018 | 34.56 | 6223.7645 | 97.4613 | 45 | 15.0412 | 53.1458 | 24.0798 | 1.8285
VAULT R30 | 228.9818 | 45.2736 | 6096.5746 | 127.1899 | 45 | 15.1025 | 69.3569 | 31.2704 | 1.821
WINDOW CL35 | 212.7418 | 336.4 | 5315.5163 | 781.0583 | 45 | 18.4953 | 425.9125 | 139.4854 | 1.487
WALL R21 ADV | 206.4538 | 155.628 | 5015.6392 | 299.8772 | 45 | 22.5022 | 163.5236 | 29.7292 | 1.2222
ATTIC R38 | 204.4538 | 51.84 | 4920.577 | 95.0621 | 45 | 23.6985 | 51.8376 | 7.1694 | 1.1605
VAULT R38 | 202.8818 | 67.9104 | 4845.8582 | 74.7188 | 45 | 40.2006 | 40.7443 | -18.8126 | 0.68412
ATTIC R49 | 201.2818 | 77.76 | 4769.8085 | 76.0497 | 45 | 45.3576 | 41.47 | -26.9237 | 0.60634
FLOOR R44 | 199.4338 | 139.7088 | 4682.3477 | 87.4608 | 45 | 71.453 | 47.6925 | -76.2165 | 0.3849
1568 sq ft | Spokane - Zone 2
Measure | UA | Installed Cost (1995$) | Annual Use (kWh) | Annual Savings (kWh) | Physical Life (yrs) | Levelized Cost (mills / kWh) | PV Benefits (1995$) | Net Benefits | B/C Ratio
Base | 379.9709 | 0 | 9597.3014 | 0 | 45 | 0 | 0 | 0 | N/A
FLOOR R33 | 361.1549 | 237.0816 | 8798.1643 | 799.1371 | 45 | 12.4117 | 435.7709 | 239.1085 | 2.2158
ATTIC R25 | 353.8909 | 98.064 | 8492.878 | 305.2863 | 45 | 13.526 | 166.4732 | 84.5995 | 2.0333
VAULT R25 | 348.6109 | 71.28 | 8271.6483 | 221.2297 | 45 | 13.5704 | 120.637 | 61.1112 | 2.0266
ATTIC R30 | 344.0709 | 78.4512 | 8082.4939 | 189.1543 | 45 | 17.7713 | 74.9741 | 26.5276 | 1.5476
VAULT R30 | 340.7709 | 57.024 | 7945.0029 | 137.491 | 45 | 17.7713 | 103.1462 | 36.4956 | 1.5476
WINDOW CL35 | 313.3309 | 568.4 | 6823.5171 | 1121.4858 | 45 | 21.951 | 611.5482 | 123.4399 | 1.2529
WALL R21 ADV | 307.1749 | 152.361 | 6575.7759 | 247.7412 | 45 | 26.8611 | 135.0937 | 3.1494 | 1.0239
ATTIC R38 | 302.6349 | 117.6768 | 6393.7867 | 181.9892 | 45 | 28.2961 | 99.239 | -2.8645 | 0.97195
VAULT R38 | 300.6549 | 85.536 | 6314.417 | 79.3697 | 45 | 47.8632 | 43.2805 | -32.0422 | 0.5746
ATTIC R49 | 297.0229 | 176.5152 | 6169.7502 | 144.6668 | 45 | 54.3297 | 78.8871 | -76.9514 | 0.50621
FLOOR R44 | 293.8869 | 237.0816 | 6045.0152 | 124.735 | 45 | 85.22 | 68.0182 | -142.7469 | 0.32272

## MIS MHN
Manufactured Housing - New Construction
Table Newspht -
924 sq ft | Missoula - Zone 3
Measure | UA | Installed Cost (1995$) | Annual Use (kWh) | Annual Savings (kWh) | Physical Life (yrs) | Levelized Cost (mills / kWh) | PV Benefits (1995$) | Net Benefits | B/C Ratio
Base | 252.0818 | 0 | 8613.8699 | 0 | 45 | 0 | 0 | 0 | N/A
FLOOR R33 | 240.9938 | 139.7088 | 7980.6764 | 633.1935 | 45 | 8.9606 | 345.2815 | 232.7846 | 3.0693
ATTIC R25 | 237.7938 | 43.2 | 7799.4246 | 181.2519 | 45 | 9.764 | 98.837 | 63.7472 | 2.8167
VAULT R25 | 233.6018 | 56.592 | 7562.6623 | 236.7623 | 45 | 9.795 | 129.1069 | 83.1251 | 2.8078
ATTIC R30 | 231.6018 | 34.56 | 7449.7032 | 112.9591 | 45 | 12.8329 | 61.5968 | 32.8549 | 2.1431
VAULT R30 | 228.9818 | 45.2736 | 7302.4533 | 147.2499 | 45 | 12.9014 | 80.2956 | 42.6286 | 2.1317
WINDOW CL35 | 212.7418 | 336.4 | 6400.9663 | 901.4869 | 45 | 15.8837 | 491.5824 | 207.6737 | 1.7315
WALL R21 ADV | 206.4538 | 155.628 | 6057.2814 | 343.6849 | 45 | 19.4996 | 187.412 | 54.5337 | 1.4104
ATTIC R38 | 204.4538 | 51.84 | 5948.7966 | 108.4849 | 45 | 20.6358 | 59.157 | 14.7695 | 1.3327
VAULT R38 | 202.8818 | 67.9104 | 5863.5275 | 85.2691 | 45 | 35.0962 | 46.4974 | -12.8389 | 0.78363
ATTIC R49 | 201.2818 | 77.76 | 5776.7396 | 86.7879 | 45 | 39.615 | 47.3256 | -20.8436 | 0.69424
FLOOR R44 | 199.4338 | 139.7088 | 5676.843 | 99.8965 | 45 | 62.4268 | 54.4738 | -69.1752 | 0.44055
1568 sq ft | Missoula - Zone 3
Measure | UA | Installed Cost (1995$) | Annual Use (kWh) | Annual Savings (kWh) | Physical Life (yrs) | Levelized Cost (mills / kWh) | PV Benefits (1995$) | Net Benefits | B/C Ratio
Base | 379.9709 | 0 | 9597.3014 | 0 | 45 | 0 | 0 | 0 | N/A
FLOOR R33 | 361.1549 | 237.0816 | 8798.1643 | 799.1371 | 45 | 12.4117 | 435.7709 | 239.1085 | 2.2158
ATTIC R25 | 353.8909 | 98.064 | 8492.878 | 305.2863 | 45 | 13.526 | 166.4732 | 84.5995 | 2.0333
VAULT R25 | 348.6109 | 71.28 | 8271.6483 | 221.2297 | 45 | 13.5704 | 120.637 | 61.1112 | 2.0266
ATTIC R30 | 344.0709 | 78.4512 | 8082.4939 | 189.1543 | 45 | 17.7713 | 74.9741 | 26.5276 | 1.5476
VAULT R30 | 340.7709 | 57.024 | 7945.0029 | 137.491 | 45 | 17.7713 | 103.1462 | 36.4956 | 1.5476
WINDOW CL35 | 313.3309 | 568.4 | 6823.5171 | 1121.4858 | 45 | 21.951 | 611.5482 | 123.4399 | 1.2529
WALL R21 ADV | 307.1749 | 152.361 | 6575.7759 | 247.7412 | 45 | 26.8611 | 135.0937 | 3.1494 | 1.0239
ATTIC R38 | 302.6349 | 117.6768 | 6393.7867 | 181.9892 | 45 | 28.2961 | 99.239 | -2.8645 | 0.97195
VAULT R38 | 300.6549 | 85.536 | 6314.417 | 79.3697 | 45 | 47.8632 | 43.2805 | -32.0422 | 0.5746
ATTIC R49 | 297.0229 | 176.5152 | 6169.7502 | 144.6668 | 45 | 54.3297 | 78.8871 | -76.9514 | 0.50621
FLOOR R44 | 293.8869 | 237.0816 | 6045.0152 | 124.735 | 45 | 85.22 | 68.0182 | -142.7469 | 0.32272

## REGION MHN
Manufactured Housing - New Construction
Table Newspht -
924 sq ft | Region
Measure | UA | Installed Cost (1995$) | Annual Use (kWh) | Annual Savings (kWh) | Physical Life (yrs) | Levelized Cost (mills / kWh) | PV Benefits (1995$) | Net Benefits | B/C Ratio
Base | 252.0818 | 0 | 5479.3439 | 0 | 45 | 0 | 0 | 0 | N/A
FLOOR R33 | 240.9938 | 139.7088 | 5026.4476 | 452.8962 | 45 | 12.9476 | 246.9651 | 130.6979 | 2.1241
ATTIC R25 | 237.7938 | 43.2 | 4897.1931 | 129.2546 | 45 | 14.1162 | 70.4828 | 34.3056 | 1.9483
VAULT R25 | 233.6018 | 56.592 | 4728.5287 | 168.6643 | 45 | 14.1755 | 91.973 | 44.5672 | 1.9401
ATTIC R30 | 231.6018 | 34.56 | 4648.0591 | 80.4696 | 45 | 18.44 | 43.8802 | 14.459 | 1.4914
VAULT R30 | 228.9818 | 45.2736 | 4543.2664 | 104.7927 | 45 | 18.5558 | 57.1437 | 18.5888 | 1.4821
WINDOW CL35 | 212.7418 | 336.4 | 3903.5765 | 639.6899 | 45 | 22.8158 | 348.824 | 59.4408 | 1.2054
WALL R21 ADV | 206.4538 | 155.628 | 3659.5504 | 244.0261 | 45 | 27.8938 | 133.0679 | -1.8944 | 0.98596
ATTIC R38 | 204.4538 | 51.84 | 3582.386 | 77.1643 | 45 | 29.4399 | 42.0779 | -2.9645 | 0.93418
VAULT R38 | 202.8818 | 67.9104 | 3521.7349 | 60.6512 | 45 | 49.7696 | 33.0732 | -26.7779 | 0.55259
ATTIC R49 | 201.2818 | 77.76 | 3460.0034 | 61.7315 | 45 | 56.1226 | 33.6623 | -35.0308 | 0.49004
FLOOR R44 | 199.4338 | 139.7088 | 3388.9922 | 71.0112 | 45 | 88.2493 | 38.7225 | -85.5305 | 0.31164
1568 sq ft | Region
Measure | UA | Installed Cost (1995$) | Annual Use (kWh) | Annual Savings (kWh) | Physical Life (yrs) | Levelized Cost (mills / kWh) | PV Benefits (1995$) | Net Benefits | B/C Ratio
Base | 379.9709 | 0 | 9597.3014 | 0 | 45 | 0 | 0 | 0 | N/A
FLOOR R33 | 361.1549 | 237.0816 | 8798.1643 | 799.1371 | 45 | 12.4117 | 435.7709 | 239.1085 | 2.2158
ATTIC R25 | 353.8909 | 98.064 | 8492.878 | 305.2863 | 45 | 13.526 | 166.4732 | 84.5995 | 2.0333
VAULT R25 | 348.6109 | 71.28 | 8271.6483 | 221.2297 | 45 | 13.5704 | 120.637 | 61.1112 | 2.0266
ATTIC R30 | 344.0709 | 78.4512 | 8082.4939 | 189.1543 | 45 | 17.7713 | 74.9741 | 26.5276 | 1.5476
VAULT R30 | 340.7709 | 57.024 | 7945.0029 | 137.491 | 45 | 17.7713 | 103.1462 | 36.4956 | 1.5476
WINDOW CL35 | 313.3309 | 568.4 | 6823.5171 | 1121.4858 | 45 | 21.951 | 611.5482 | 123.4399 | 1.2529
WALL R21 ADV | 307.1749 | 152.361 | 6575.7759 | 247.7412 | 45 | 26.8611 | 135.0937 | 3.1494 | 1.0239
ATTIC R38 | 302.6349 | 117.6768 | 6393.7867 | 181.9892 | 45 | 28.2961 | 99.239 | -2.8645 | 0.97195
VAULT R38 | 300.6549 | 85.536 | 6314.417 | 79.3697 | 45 | 47.8632 | 43.2805 | -32.0422 | 0.5746
ATTIC R49 | 297.0229 | 176.5152 | 6169.7502 | 144.6668 | 45 | 54.3297 | 78.8871 | -76.9514 | 0.50621
FLOOR R44 | 293.8869 | 237.0816 | 6045.0152 | 124.735 | 45 | 85.22 | 68.0182 | -142.7469 | 0.32272

## Graph New MH
Summary Supply Curve Table and Graph
Source Data
#NAME?
#NAME?
#NAME? | #NAME? | #NAME? | #NAME? | #NAME? | #NAME? | #NAME? | #NAME? | #NAME? | #NAME? | #NAME? | #NAME? | #NAME? | #NAME? | #NAME? | #NAME? | #NAME?
#NAME? | #NAME? | #NAME? | #NAME? | #NAME? | #NAME? | #NAME? | #NAME? | #NAME? | #NAME? | #NAME? | #NAME? | #NAME? | #NAME? | #NAME? | #NAME? | #NAME?
#NAME? | #NAME? | #NAME? | #NAME? | #NAME? | #NAME? | #NAME? | #NAME? | #NAME? | #NAME? | #NAME? | #NAME? | #NAME? | #NAME? | #NAME? | #NAME? | #NAME?
#NAME? | #NAME? | #NAME? | #NAME? | #NAME? | #NAME? | #NAME? | #NAME? | #NAME? | #NAME? | #NAME? | #NAME? | #NAME? | #NAME? | #NAME? | #NAME? | #NAME?
#NAME? | #NAME? | #NAME? | #NAME? | #NAME? | #NAME? | #NAME? | #NAME? | #NAME? | #NAME? | #NAME? | #NAME? | #NAME? | #NAME? | #NAME? | #NAME? | #NAME?
#NAME? | #NAME? | #NAME? | #NAME? | #NAME? | #NAME? | #NAME? | #NAME? | #NAME? | #NAME? | #NAME? | #NAME? | #NAME? | #NAME? | #NAME? | #NAME? | #NAME?
#NAME? | #NAME? | #NAME? | #NAME? | #NAME? | #NAME? | #NAME? | #NAME? | #NAME? | #NAME? | #NAME? | #NAME? | #NAME? | #NAME? | #NAME? | #NAME? | #NAME?
#NAME? | #NAME? | #NAME? | #NAME? | #NAME? | #NAME? | #NAME? | #NAME? | #NAME? | #NAME? | #NAME? | #NAME? | #NAME? | #NAME? | #NAME? | #NAME? | #NAME?
#NAME? | #NAME? | #NAME? | #NAME? | #NAME? | #NAME? | #NAME? | #NAME? | #NAME? | #NAME? | #NAME? | #NAME? | #NAME? | #NAME? | #NAME? | #NAME? | #NAME?
#NAME? | #NAME? | #NAME? | #NAME? | #NAME? | #NAME? | #NAME? | #NAME? | #NAME? | #NAME? | #NAME? | #NAME? | #NAME? | #NAME? | #NAME? | #NAME? | #NAME?
#NAME? | #NAME? | #NAME? | #NAME? | #NAME? | #NAME? | #NAME? | #NAME? | #NAME? | #NAME? | #NAME? | #NAME? | #NAME? | #NAME? | #NAME? | #NAME? | #NAME?
New Manufactured Housing Space Heating Supply
Resource Costs (Mills/kWh) | Technical Potential (AMW)
0 | 0
10 | #NAME?
20 | #NAME?
30 | #NAME?
40 | #NAME?
50 | #NAME?
60 | #NAME?

## MHN TEMPLATE
Manufactured Housing - New Construction
Table Newspht -
924 sq ft | Template
Measure | UA | Installed Cost (1995$) | Annual Use (kWh) | Annual Savings (kWh) | Physical Life (yrs) | Levelized Cost (mills / kWh) | PV Benefits (1995$) | Net Benefits | B/C Ratio
#NAME? | #NAME? | #NAME? | #NAME? | #NAME? | 45 | 0 | 0 | 0 | N/A
#NAME? | #NAME? | #NAME? | #NAME? | #NAME? | #NAME? | #NAME? | #NAME? | #NAME? | #NAME?
#NAME? | #NAME? | #NAME? | #NAME? | #NAME? | #NAME? | #NAME? | #NAME? | #NAME? | #NAME?
#NAME? | #NAME? | #NAME? | #NAME? | #NAME? | #NAME? | #NAME? | #NAME? | #NAME? | #NAME?
#NAME? | #NAME? | #NAME? | #NAME? | #NAME? | #NAME? | #NAME? | #NAME? | #NAME? | #NAME?
#NAME? | #NAME? | #NAME? | #NAME? | #NAME? | #NAME? | #NAME? | #NAME? | #NAME? | #NAME?
#NAME? | #NAME? | #NAME? | #NAME? | #NAME? | #NAME? | #NAME? | #NAME? | #NAME? | #NAME?
#NAME? | #NAME? | #NAME? | #NAME? | #NAME? | #NAME? | #NAME? | #NAME? | #NAME? | #NAME?
#NAME? | #NAME? | #NAME? | #NAME? | #NAME? | #NAME? | #NAME? | #NAME? | #NAME? | #NAME?
#NAME? | #NAME? | #NAME? | #NAME? | #NAME? | #NAME? | #NAME? | #NAME? | #NAME? | #NAME?
#NAME? | #NAME? | #NAME? | #NAME? | #NAME? | #NAME? | #NAME? | #NAME? | #NAME? | #NAME?
#NAME? | #NAME? | #NAME? | #NAME? | #NAME? | #NAME? | #NAME? | #NAME? | #NAME? | #NAME?
1568 sq ft | Template
Measure | UA | Installed Cost (1995$) | Annual Use (kWh) | Annual Savings (kWh) | Physical Life (yrs) | Levelized Cost (mills / kWh) | PV Benefits (1995$) | Net Benefits | B/C Ratio
#NAME? | #NAME? | #NAME? | #NAME? | #NAME? | 45 | 0 | 0 | 0 | N/A
#NAME? | #NAME? | #NAME? | #NAME? | #NAME? | #NAME? | #NAME? | #NAME? | #NAME? | #NAME?
#NAME? | #NAME? | #NAME? | #NAME? | #NAME? | #NAME? | #NAME? | #NAME? | #NAME? | #NAME?
#NAME? | #NAME? | #NAME? | #NAME? | #NAME? | #NAME? | #NAME? | #NAME? | #NAME? | #NAME?
#NAME? | #NAME? | #NAME? | #NAME? | #NAME? | #NAME? | #NAME? | #NAME? | #NAME? | #NAME?
#NAME? | #NAME? | #NAME? | #NAME? | #NAME? | #NAME? | #NAME? | #NAME? | #NAME? | #NAME?
#NAME? | #NAME? | #NAME? | #NAME? | #NAME? | #NAME? | #NAME? | #NAME? | #NAME? | #NAME?
#NAME? | #NAME? | #NAME? | #NAME? | #NAME? | #NAME? | #NAME? | #NAME? | #NAME? | #NAME?
#NAME? | #NAME? | #NAME? | #NAME? | #NAME? | #NAME? | #NAME? | #NAME? | #NAME? | #NAME?
#NAME? | #NAME? | #NAME? | #NAME? | #NAME? | #NAME? | #NAME? | #NAME? | #NAME? | #NAME?
#NAME? | #NAME? | #NAME? | #NAME? | #NAME? | #NAME? | #NAME? | #NAME? | #NAME? | #NAME?
#NAME? | #NAME? | #NAME? | #NAME? | #NAME? | #NAME? | #NAME? | #NAME? | #NAME? | #NAME?

## Code Change benefits
New Single Family Housing
Vintage | Annual Use (kwh) | Annual Use (kwh/sf/yr) | % of '83 Use | Incremental Savings/Unit | Cumulative Savings/Unit | Incremental Technical Potential | Cumulative Technical Potential | Technical Potential
1983 | 11640.9387 | 6.8522 | 100% | 0 | 0 | 0 | 0 |  | Single Family | Multifamily | Manufactured Housing | Total
1986 | 9705.7643 | 5.7131 | 83.38% | 1935.1745 | 1935.1745 | #NAME? | 107.2562 | 1983 | 365 | 70 | 425.3793 | 860.3793
1989 | 9397.3327 | 5.5316 | 80.73% | 308.4316 | 2243.606 | #NAME? | 124.3508 | 1992 | 115 | 10 | 269.7936 | 394.7936
1992 | 7139.5305 | 4.2026 | 61.33% | 2257.8022 | 4501.4082 | #NAME? | 249.4885 | 1995 | 115 | 10 | 100 | 225
1995 All Cost Effective | 5094.6162 | 2.9989 | 43.76% | 2044.9143 | 6546.3225 | #NAME? | 362.8269
New Multifamily Housing
Vintage | Annual Use (kwh) | Annual Use (kwh/sf/yr) | % of '83 Use | Incremental Savings/Unit | Cumulative Savings/Unit | Incremental Technical Potential | Cumulative Technical Potential
1983 | 3576.2999 | 3.4354 | 100% | 0 | 0 | 0
1986 | 2893.4486 | 2.7795 | 80.91% | 682.8513 | 682.8513 | 29.1827 | 29.1827
1989 | 2793.6083 | 2.6836 | 78.11% | 99.8403 | 782.6916 | 4.2668 | 33.4495
1992 | 2121.1564 | 2.0376 | 59.31% | 672.4519 | 1455.1435 | 28.7383 | 62.1878
1995 All Cost Effective | 1955.5814 | 1.8786 | 54.68% | 165.575 | 1620.7185 | 7.0761 | 69.2639
New Manufacatured Housing
Vintage | Annual Use (kwh) | Annual Use (kwh/sf/yr) | % of '83 Use | Incremental Savings/Unit | Cumulative Savings/Unit | Incremental Technical Potential | Cumulative Technical Potential
1983 | 14987.3143 | 10.2305 | 100% | 0 | 0 | 0 | 0
1986 | 14987.3143 | 10.2305 | 100% | 0 | 0 | 0 | 0
1989 | 13490.333 | 9.2087 | 90.01% | 1496.9813 | 1496.9813 | 54.3268 | 54.3268
1994 HUD Code | 10608.0359 | 7.2412 | 70.78% | 2882.297 | 4379.2783 | 104.6011 | 158.9278
MAP=>MTV /Post-1995 | 8938.4282 | 6.1015 | 59.64% | 4551.9048 | 8931.1831 | 165.1926 | 324.1204
1995 All Cost Effective | 6148.224 | 4.1969 | 41.02% | 2790.2041 | 11721.3873 | 101.2589 | 425.3793
Summary of New Space Heating Changes
Base Year | Resource Potential
1983 | 855
1995 | 415
1997 | 220

## ResSpht Summary Tables
Existing Residential Space Heating Supply Curve
| Single Family | Multifamily | Total
Resource Costs (Mills/kWh) | Technical Potential (AMW) | Technical Potential (AMW) | Technical Potential (AMW) | Achievable Potential
0 | 0 | 0 | 0 | 0
10 | #NAME? | #NAME? | #NAME? | #NAME?
20 | #NAME? | #NAME? | #NAME? | #NAME?
30 | #NAME? | #NAME? | #NAME? | #NAME?
40 | #NAME? | #NAME? | #NAME? | #NAME?
50 | #NAME? | #NAME? | #NAME? | #NAME?
60 | #NAME? | #NAME? | #NAME? | #NAME?
New Residential Space Heating Supply Curve
| Single Family | Multifamily | Manufactured Housing | Total
Resource Costs (Mills/kWh) | Technical Potential (AMW) | Technical Potential (AMW) | Technical Potential (AMW) | Technical Potential (AMW) | Achievable Potential
0 | 0 | 0 | 0 | 0 | 0
10 | #NAME? | #NAME? | #NAME? | #NAME? | #NAME?
20 | #NAME? | #NAME? | #NAME? | #NAME? | #NAME?
30 | #NAME? | #NAME? | #NAME? | #NAME? | #NAME?
40 | #NAME? | #NAME? | #NAME? | #NAME? | #NAME?
50 | #NAME? | #NAME? | #NAME? | #NAME? | #NAME?
60 | #NAME? | #NAME? | #NAME? | #NAME? | #NAME?