## Fig. G-24 data
ELECTRIC RATE EQUIVALENT: |  | 0.025 | MWa: | 241 | Cum Sav: | 3.432 | Sav Ratio: | 70.2214 |  | MWa R&R: | #NAME? | Sav Ratio: | #NAME?
PROTO | CAT | MEASURE | SAVE | COST | PV COST | ADMIN | PV+ADMIN | LEVELIZED COST | B/C RATIO | PAYBACK | WGTD SAVINGS | WEIGHTED FIRST COST | WEIGHTED TOTAL PV | Cum Savings | Cum MWa | Cum MW New+ R&R
NGROCR | REF | Floating Head Press | 3.0638 | -0.29871 | -0.81894 | -0.059743 | -0.87868 | -15.5496 | -1.8716 | -3.9 | 0.087547 | -0.0085358 | -0.025109 | 0.087547 | 6.1477 | #NAME?
NHOTEL | LGT | Compact Fluorescents | 0.92235 | 0.073635 | -0.066721 | 0.014727 | -0.051994 | -3.0563 | -6.8175 | 3.1934 | 0.083576 | 0.0066722 | -0.0047113 | 0.17112 | 12.0166 | #NAME?
NLGRET | LGT | Efficient Exit Signs | 0.093766 | 0.02 | -0.0018284 | 0.004 | 0.0021716 | 1.2557 | -25.7247 | 8.5319 | 0.00607 | 0.0012947 | 0.00014058 | 0.17719 | 12.4428 | #NAME?
NGROCR | LGT | Efficient Exit Signs | 0.091625 | 0.020728 | -0.00144 | 0.0041456 | 0.0027055 | 1.601 | -31.7349 | 9.049 | 0.0026182 | 0.0005923 | 7.7312e-05 | 0.17981 | 12.6267 | #NAME?
NWAREH | LGT | Efficient Exit Signs | 0.090905 | 0.019972 | -0.0011597 | 0.0039945 | 0.0028347 | 1.6907 | -39.1269 | 8.7882 | 0.006067 | 0.001333 | 0.00018919 | 0.18588 | 13.0527 | #NAME?
NSMOFF | LGT | Efficient Exit Signs | 0.17002 | 0.036885 | -0.0018915 | 0.007377 | 0.0054855 | 1.7493 | -40.9132 | 8.6778 | 0.020897 | 0.0045334 | 0.0006742 | 0.20678 | 14.5201 | #NAME?
NSMRET | LGT | Efficient Exit Signs | 0.072421 | 0.018287 | -0.0012025 | 0.0036574 | 0.0024549 | 1.8378 | -30.139 | 10.1004 | 0.0070324 | 0.0017757 | 0.00023838 | 0.21381 | 15.0139 | #NAME?
NGROCR | REF | Anti-Sweat Timer | 4.73 | 0.095048 | 0.14681 | 0.01901 | 0.16582 | 1.9007 | 16.1184 | 0.80379 | 0.13516 | 0.002716 | 0.0047384 | 0.34897 | 24.5051 | #NAME?
NLGOFF | LGT | Efficient Exit Signs | 0.13347 | 0.04 | -0.0028982 | 0.008 | 0.0051018 | 2.0724 | -23.0218 | 11.9878 | 0.017074 | 0.0051169 | 0.00065264 | 0.36604 | 25.7041 | #NAME?
NSCHOL | LGT | Efficient Exit Signs | 0.11933 | 0.039832 | -0.0030579 | 0.0079665 | 0.0049086 | 2.2302 | -19.6491 | 13.3521 | 0.01904 | 0.0063557 | 0.00078322 | 0.38508 | 27.0411 | #NAME?
NWAREH | HVC | Heat Pump | 0.85266 | 0.038258 | 0.028809 | 0.0076515 | 0.03646 | 2.3184 | 15.4852 | 1.7948 | 0.056907 | 0.0025533 | 0.0024334 | 0.44199 | 31.0371 | #NAME? |  | 122.5225
NFASTF | LGT | Efficient Exit Signs | 0.19004 | 0.045732 | -0.00072451 | 0.0091463 | 0.0084218 | 2.4027 | -114.2692 | 9.6255 | 0.015539 | 0.0037393 | 0.00068862 | 0.45753 | 32.1283 | #NAME? |  | 170.6383
NGROCR | REF | Hot Gas defrost | 2.5907 | 0.068914 | 0.1162 | 0.013783 | 0.12999 | 2.7203 | 11.1538 | 1.064 | 0.074031 | 0.0019692 | 0.0037144 | 0.53156 | 37.3269 | #NAME? |  | 240.9758
NHOTEL | LGT | Efficient Exit Signs | 0.14581 | 0.040043 | 0.00033943 | 0.0080087 | 0.0083481 | 3.1042 | 211.8444 | 10.9853 | 0.013212 | 0.0036284 | 0.00075644 | 0.54477 | 38.2547 | #NAME? |  | 265.9495
NHOSPT | ALL | Building Commissioning | 3.1774 | 0.28771 | 0.13499 | 0.057543 | 0.19254 | 3.2854 | 12.1655 | 3.622 | 0.50863 | 0.046057 | 0.030821 | 1.0534 | 73.9716 | #NAME? |  | 308.0294
NSMOFF | HVC | Heat Pump | 0.53097 | 0.048562 | 0.039897 | 0.0097125 | 0.049609 | 5.0656 | 20.7591 | 3.6584 | 0.065259 | 0.0059686 | 0.0060972 | 1.1187 | 78.5542 | #NAME? |  | 319.2433
NFASTF | HVC | Heat Pump | 1.501 | 0.12643 | 0.12482 | 0.025285 | 0.1501 | 5.4218 | 18.7426 | 3.369 | 0.12273 | 0.010337 | 0.012273 | 1.2414 | 87.1726 | #NAME?
NLGRET | ALL | Building Commissioning | 2.7271 | 0.28771 | 0.2715 | 0.057543 | 0.32904 | 6.5417 | 2.0899 | 4.2201 | 0.17654 | 0.018625 | 0.021301 | 1.4179 | 99.5697 | #NAME?
NSMRET | LGT | Daylight Dimming | 0.7599 | 0.078045 | 0.091359 | 0.015609 | 0.10697 | 7.632 | 4.1626 | 4.1082 | 0.073789 | 0.0075785 | 0.010387 | 1.4917 | 104.7513 | #NAME?
NFASTF | ALL | Building Commissioning | 2.5967 | 0.28771 | 0.33067 | 0.057543 | 0.38821 | 8.1055 | 5.2788 | 4.432 | 0.21232 | 0.023525 | 0.031742 | 1.7041 | 119.6609 | #NAME?
NWAREH | LGT | Occupancy Sensors | 0.6106 | 0.048397 | 0.098399 | 0.0096793 | 0.10808 | 9.5967 | 3.0975 | 3.1704 | 0.040752 | 0.00323 | 0.0072132 | 1.7448 | 122.5225 | #NAME? | #NAME?
NHOSPT | LGT | Efficient Exit Signs | 0.072691 | 0.039926 | 0.0059113 | 0.0079853 | 0.013897 | 10.3649 | 5.6073 | 21.9705 | 0.011636 | 0.0063914 | 0.0022245 | 1.7564 | 123.3397 | #NAME?
NHOTEL | ENV | R-11 Wall Insul. | 0.23005 | 0.048716 | 0.036968 | 0.0097433 | 0.046711 | 11.0087 | 3.2558 | 8.4706 | 0.020845 | 0.0044143 | 0.0042326 | 1.7773 | 124.8035 | #NAME?
NGROCR | REF | Effic. Evap Fans | 2.0812 | 0.26524 | 0.53907 | 0.053048 | 0.59212 | 15.4254 | 1.9314 | 5.0978 | 0.059471 | 0.0075792 | 0.01692 | 1.8368 | 128.9796 | #NAME?
NHOTEL | HVC | Variable Speed Drives | 0.17012 | 0.029145 | 0.043607 | 0.005829 | 0.049436 | 15.7553 | 1.9577 | 6.8529 | 0.015415 | 0.0026409 | 0.0044795 | 1.8522 | 130.062 | #NAME?
NHOTEL | ALL | Building Commissioning | 1.0386 | 0.28771 | 0.25476 | 0.057543 | 0.3123 | 16.3023 | 2.0748 | 11.0804 | 0.094114 | 0.026071 | 0.028298 | 1.9463 | 136.6708 | #NAME?
NSCHOL | ALL | Building Commissioning | 1.0542 | 0.28771 | 0.26692 | 0.057543 | 0.32446 | 16.6878 | 1.9818 | 10.9173 | 0.1682 | 0.045908 | 0.051772 | 2.1145 | 148.4822 | #NAME?
NLGOFF | ALL | Building Commissioning | 1.1003 | 0.28771 | 0.28854 | 0.057543 | 0.34608 | 17.0537 | 1.8773 | 10.4597 | 0.14075 | 0.036805 | 0.044272 | 2.2552 | 158.3659 | #NAME?
NGROCR | REF | Mech. Subcooling | 0.7396 | 0.11909 | 0.2443 | 0.023818 | 0.26812 | 19.6551 | 1.5146 | 6.4407 | 0.021134 | 0.003403 | 0.0076616 | 2.2764 | 159.8499 | #NAME?
NLGOFF | LGT | Occupancy Sensors | 1.201 | 0.25853 | 0.3905 | 0.051706 | 0.44221 | 19.9631 | 1.5374 | 8.6105 | 0.15363 | 0.033072 | 0.056568 | 2.43 | 170.6383 | #NAME? | #NAME?
NGROCR | REF | Ref. Case Covers | 1.5781 | 0.28048 | 0.53482 | 0.056096 | 0.59091 | 20.3015 | 1.4762 | 7.1093 | 0.045095 | 0.0080148 | 0.016885 | 2.4751 | 173.8049 | #NAME?
NHOSPT | ENV | Add R-5 Wall Insul. | 0.31175 | 0.1133 | 0.099713 | 0.022661 | 0.12237 | 21.2825 | 1.6358 | 14.5379 | 0.049904 | 0.018138 | 0.019589 | 2.525 | 177.3093 | #NAME?
NHOSPT | ENV | Windows U-0.60 to U-0.45 | 0.6665 | 0.2444 | 0.21545 | 0.04888 | 0.26433 | 21.5023 | 1.6185 | 14.6677 | 0.10669 | 0.039123 | 0.042313 | 2.6317 | 184.8013 | #NAME?
NGROCR | ALL | Building Commissioning | 0.89455 | 0.28771 | 0.29908 | 0.057543 | 0.35662 | 21.6143 | 1.47 | 12.8652 | 0.025562 | 0.0082215 | 0.010191 | 2.6573 | 186.5963 | #NAME?
NSMRET | LGT | 90W Halogen to 60WHIR | 0.84668 | 0.010874 | 0.33759 | 0.0021747 | 0.33976 | 21.7566 | 1.2552 | 0.51371 | 0.082216 | 0.0010559 | 0.032992 | 2.7395 | 192.3697 | #NAME?
NLGRET | LGT | T12EEM to T8Elect. | 1.5812 | 0.23059 | 0.59556 | 0.046119 | 0.64168 | 22.003 | 1.3318 | 5.8336 | 0.10236 | 0.014928 | 0.041539 | 2.8418 | 199.5574 | #NAME?
NSMOFF | ALL | Building Commissioning | 0.71087 | 0.28771 | 0.24668 | 0.057543 | 0.30422 | 23.2025 | 2.196 | 16.1893 | 0.087371 | 0.035362 | 0.03739 | 2.9292 | 205.6926 | #NAME?
NWAREH | LGT | Daylight Dimming | 0.19978 | 0.060592 | 0.075298 | 0.012118 | 0.087417 | 23.7233 | 1.3244 | 12.1315 | 0.013334 | 0.0040439 | 0.0058342 | 2.9425 | 206.6289 | #NAME?
NSMOFF | LGT | Ambient/Task Design | 1.4108 | 0.41436 | 0.53741 | 0.082871 | 0.62028 | 23.8374 | 1.1949 | 11.748 | 0.1734 | 0.050927 | 0.076236 | 3.1159 | 218.8051 | #NAME?
NSMRET | HVC | Heat Pump | 0.56169 | 0.1204 | 0.23275 | 0.02408 | 0.25683 | 24.7908 | 1.2464 | 8.5742 | 0.054542 | 0.011691 | 0.024939 | 3.1705 | 222.6352 | #NAME?
NLGOFF | LGT | Ambient/Task Design | 1.4143 | 0.37735 | 0.57673 | 0.075469 | 0.6522 | 25.0019 | 1.2259 | 10.6721 | 0.18092 | 0.048271 | 0.083431 | 3.3514 | 235.3399 | #NAME?
NSMRET | ALL | Building Commissioning | 0.69355 | 0.28771 | 0.26584 | 0.057543 | 0.32339 | 25.2805 | 1.341 | 16.5938 | 0.067346 | 0.027938 | 0.031402 | 3.4187 | 240.069 | #NAME?
NWAREH | LGT | Ambient/Task Design | 0.1935 | 0.078597 | 0.083292 | 0.015719 | 0.099011 | 27.7423 | 1.1597 | 16.2474 | 0.012914 | 0.0052456 | 0.006608 | 3.4317 | 240.9758 | #NAME? | #NAME?
NSMRET | LGT | T12EEM to T8Elect. | 1.8528 | 0.49195 | 1.0597 | 0.098389 | 1.158 | 33.8881 | 0.87701 | 10.6209 | 0.17991 | 0.04777 | 0.11245 | 3.6116 | 253.6093 | #NAME?
NSMOFF | LGT | Daylight Dimming | 1.1709 | 0.52024 | 0.65194 | 0.10405 | 0.75599 | 35.0046 | 0.81752 | 17.772 | 0.14391 | 0.063941 | 0.092916 | 3.7555 | 263.7152 | #NAME?
NSCHOL | ENV | R-19 to R-25 Roof/Ceil. | 0.19941 | 0.12022 | 0.12018 | 0.024045 | 0.14422 | 39.2122 | 0.85284 | 24.1155 | 0.031818 | 0.019183 | 0.023012 | 3.7873 | 265.9495 | #NAME? | #NAME?
NHOSPT | LGT | Ambient/Task Design | 0.14039 | 0.061503 | 0.091525 | 0.012301 | 0.10383 | 40.0969 | 0.69943 | 17.5237 | 0.022473 | 0.0098453 | 0.01662 | 3.8098 | 267.5276 | #NAME?
NSCHOL | ENV | Windows U-0.60 to U-0.45 | 0.2365 | 0.15416 | 0.15468 | 0.030833 | 0.18551 | 42.5285 | 0.78583 | 26.0741 | 0.037736 | 0.024598 | 0.0296 | 3.8475 | 270.1775 | #NAME?
NLGRET | LGT | 90W Halogen to 60WHIR | 1.9482 | 0.049554 | 1.5515 | 0.0099108 | 1.5614 | 43.4534 | 0.62988 | 1.0174 | 0.12612 | 0.0032079 | 0.10108 | 3.9736 | 279.0337 | #NAME?
NFASTF | LGT | T12EEM to T8Elect. | 1.5396 | 0.45319 | 1.1484 | 0.090638 | 1.2391 | 43.6339 | 0.58402 | 11.7741 | 0.12589 | 0.037056 | 0.10131 | 4.0995 | 287.8738 | #NAME?
NGROCR | LGT | T12EEM to T8Elect. | 2.038 | 0.61969 | 1.543 | 0.12394 | 1.6669 | 44.3458 | 0.65877 | 12.163 | 0.058235 | 0.017708 | 0.047632 | 4.1577 | 291.9631 | #NAME?
NSCHOL | ENV | R-19 Wall Insul. | 0.39614 | 0.2841 | 0.28624 | 0.05682 | 0.34306 | 46.9526 | 0.7113 | 28.6868 | 0.063208 | 0.045331 | 0.054738 | 4.221 | 296.4017 | #NAME?
NLGOFF | ENV | Windows U-0.60 to U-0.45 | 0.74074 | 0.54253 | 0.54706 | 0.10851 | 0.65556 | 47.9829 | 0.68978 | 29.2965 | 0.094758 | 0.069402 | 0.083861 | 4.3157 | 303.0557 | #NAME?
NWAREH | ENV | Add R-5 Wall Insul. | 0.34292 | 0.26261 | 0.25445 | 0.052521 | 0.30697 | 48.5336 | 0.70511 | 30.6313 | 0.022887 | 0.017526 | 0.020488 | 4.3386 | 304.6628 | #NAME?
NSCHOL | ENV | Add R-5 Wall Insul. | 0.30046 | 0.22894 | 0.23122 | 0.045787 | 0.27701 | 49.9852 | 0.66788 | 30.4778 | 0.047942 | 0.036529 | 0.0442 | 4.3865 | 308.0294 | #NAME? | #NAME?
NSCHOL | HVC | Variable Speed Drives | 0.19888 | 0.10594 | 0.16286 | 0.021189 | 0.18405 | 50.176 | 0.61822 | 21.3088 | 0.031733 | 0.016905 | 0.029367 | 4.4183 | 310.2577 | #NAME?
NWAREH | ALL | Building Commissioning | 0.35138 | 0.28771 | 0.26983 | 0.057543 | 0.32737 | 50.5135 | 0.67114 | 32.753 | 0.023451 | 0.019202 | 0.021849 | 4.4417 | 311.9045 | #NAME?
NLGOFF | HVC | Variable Speed Drives | 0.09675 | 0.052804 | 0.081136 | 0.010561 | 0.091697 | 51.3857 | 0.60005 | 21.8311 | 0.012376 | 0.0067548 | 0.01173 | 4.4541 | 312.7736 | #NAME?
NHOTEL | ENV | Windows U-0.60 to U-0.45 | 0.55792 | 0.37305 | 0.48514 | 0.07461 | 0.55975 | 54.3946 | 0.60169 | 26.7455 | 0.050555 | 0.033803 | 0.05072 | 4.5047 | 316.3236 | #NAME?
NSCHOL | ENV | R-25 to R-30 Roof/Ceil. | 0.11986 | 0.10017 | 0.10152 | 0.020034 | 0.12155 | 54.9824 | 0.60681 | 33.429 | 0.019125 | 0.015983 | 0.019395 | 4.5238 | 317.6666 | #NAME?
NGROCR | LGT | 90W Halogen to 60WHIR | 0.44702 | 0.0086142 | 0.46031 | 0.0017228 | 0.46203 | 56.0378 | 0.48436 | 0.77081 | 0.012774 | 0.00024615 | 0.013203 | 4.5366 | 318.5636 | #NAME?
NHOSPT | LGT | 90W Halogen to 60WHIR | 0.060465 | 0.0032537 | 0.061987 | 0.00065074 | 0.062637 | 56.1656 | 0.44479 | 2.1525 | 0.0096791 | 0.00052085 | 0.010027 | 4.5462 | 319.2433 | #NAME? | #NAME?
NHOSPT | LGT | Daylight Dimming | 0.09675 | 0.088265 | 0.10988 | 0.017653 | 0.12753 | 71.4669 | 0.40151 | 36.4919 | 0.015488 | 0.014129 | 0.020415 | 4.5617 | 320.3308 | #NAME?
NWAREH | ENV | R-19 to R-25 Roof/Ceil. | 0.0817 | 0.10292 | 0.10297 | 0.020585 | 0.12355 | 81.9919 | 0.41513 | 50.3906 | 0.0054527 | 0.0068691 | 0.008246 | 4.5672 | 320.7137 | #NAME?
NSCHOL | ENV | R-30 to R-38 Roof/Ceil. | 0.129 | 0.16029 | 0.16433 | 0.032058 | 0.19639 | 82.5394 | 0.40347 | 49.703 | 0.020583 | 0.025576 | 0.031335 | 4.5878 | 322.1591 | #NAME?
NHOSPT | LGT | T12EEM to T8Elect. | 0.3096 | 0.2268 | 0.48073 | 0.045361 | 0.52609 | 92.1299 | 0.29366 | 29.3028 | 0.04956 | 0.036306 | 0.084216 | 4.6373 | 325.6393 | #NAME?
NSMOFF | HVC | Economizer | 0.59527 | 0.49053 | 0.9641 | 0.098106 | 1.0622 | 96.7466 | 0.30738 | 32.9618 | 0.073162 | 0.060289 | 0.13055 | 4.7105 | 330.7769 | #NAME?
NSMOFF | ENV | Add R-5 Wall Insul. | 0.258 | 0.44218 | 0.44392 | 0.088437 | 0.53235 | 111.8717 | 0.59807 | 68.5557 | 0.03171 | 0.054347 | 0.065429 | 4.7422 | 333.0036 | #NAME?
NSMOFF | ENV | R-19 to R-25 Roof/Ceil. | 0.025774 | 0.06674 | 0.068025 | 0.013348 | 0.081373 | 171.1776 | 0.38989 | 103.5795 | 0.0031677 | 0.0082028 | 0.010001 | 4.7454 | 333.226 | #NAME?
NHOSPT | LGT | Occupancy Sensors | 0.086 | 0.12765 | 0.27878 | 0.02553 | 0.30431 | 191.8505 | 0.14066 | 59.3711 | 0.013767 | 0.020434 | 0.048714 | 4.7591 | 334.1927 | #NAME?
NGROCR | REF | Liq. Press. Amp. | 0.63612 | 1.0916 | 2.3108 | 0.21831 | 2.5291 | 215.5615 | 0.13772 | 68.6397 | 0.018177 | 0.031192 | 0.07227 | 4.7773 | 335.4691 | #NAME?
NLGOFF | LGT | Daylight Dimming | 0.11297 | 0.31867 | 0.40205 | 0.063734 | 0.46579 | 223.5514 | 0.14046 | 112.8368 | 0.014451 | 0.040765 | 0.059585 | 4.7918 | 336.4839 | #NAME?
NSMOFF | ENV | R-25 to R-30 Roof/Ceil. | 0.013746 | 0.055656 | 0.05733 | 0.011131 | 0.068461 | 270.0289 | 0.24673 | 161.9574 | 0.0016894 | 0.0068405 | 0.0084143 | 4.7934 | 336.6025 | #NAME?
NSMOFF | ENV | Windows U-0.60 to U-0.45 | 0.16211 | 0.80159 | 0.82848 | 0.16032 | 0.9888 | 330.7114 | 0.20135 | 197.7942 | 0.019924 | 0.09852 | 0.12153 | 4.8134 | 338.0016 | #NAME?
NSMOFF | ENV | R-30 to R-38 Roof/Ceil. | 0.01661 | 0.089144 | 0.092245 | 0.017829 | 0.11007 | 359.3059 | 0.18529 | 214.6811 | 0.0020414 | 0.010956 | 0.013529 | 4.8154 | 338.145 | #NAME?
NLGOFF | HVC | Evaporative Cooling | 0.17222 | 0.64632 | 1.015 | 0.12926 | 1.1443 | 360.2581 | 0.084759 | 150.1199 | 0.02203 | 0.082679 | 0.14638 | 4.8374 | 339.692 | #NAME?
NLGRET | HVC | Evaporative Cooling | 0.19565 | 0.79713 | 1.2532 | 0.15943 | 1.4126 | 391.4626 | 0.07705 | 162.9711 | 0.012666 | 0.051603 | 0.091448 | 4.8501 | 340.5814 | #NAME?

## Fig. G-25
| TOTAL |  | RETRO | NEW
1 | 1F | 1NA | 1NAF | 1NAR
1935.2 | 2354 | 1064.3 | 1335.5 | 660.8 | EXISTING | 626.7
2820.4 | 3452.5 | 1413 | 1768.5 | 1049.7 | NEW | 424.2
4755.6 | 5806.5 | 2477.3 | 3104 | 1710.5 | R&R | 766.8 | RUN |  | Existing | New
[5 empty] | TOTAL | 1817.7 | 1 | 1991 Plan | 626.7 | 424.2 | 1050.9
[7 empty] | 2 | '91 Plan extend to 2015 | 582.3 | 505.3 | 1087.6
| TOTAL |  | RETRO | NEW |  |  | 3 | '96 Forecast Model | 524.4 | 553.2 | 1077.6
2 | 2F | 2NA | 2NAF | 2NAR |  |  | 4 | 1996 Forecast Fuel Shares | 428.8 | 415.5 | 844.3 | 233.3 | #NAME?
2117.6 | 2527.4 | 1252.6 | 1488.2 | 1073.9 | EXISTING | 582.3 | 5 | New Codes | 426 | 218.7 | 644.7 | 199.6 | #NAME?
3198.6 | 3876.4 | 1762.2 | 2108.9 | 1625.4 | NEW | 505.3 | 6 | 1991-1996 Cons. | #NAME? | 218.7 | #NAME? | #NAME? | #NAME?
5316.2 | 6403.8 | 3014.8 | 3597.1 | 2699.3 | R&R | 315.5 | 7 | 1996 Cost Effectiveness | #NAME? | #NAME? | #NAME? | #NAME? | #NAME?
[5 empty] | TOTAL | 1403.1 | [5 empty] | #NAME? | #NAME?
3 | 3f | 3na | 3naf | 3NAR
2191.7 | 2610.7 | 1287.2 | 1491.4 | 1115.8 | EXISTING | 524.4
3329.4 | 3988 | 1871.2 | 2191.4 | 1734.4 | NEW | 553.2
5521.1 | 6598.7 | 3158.4 | 3682.8 | 2850.2 | R&R | 308.2
[5 empty] | TOTAL | 1385.8
4 | 4f | 4na | 4naf | 4nar
2197.7 | 2554.6 | 1276.9 | 1459.2 | 1121.2 | EXISTING | 428.8
3086.1 | 3573.5 | 1704.3 | 1950.8 | 1608 | NEW | 415.5
5283.8 | 6128.1 | 2981.2 | 3410 | 2729.2 | R&R | 252
[5 empty] | TOTAL | 1096.3
5 | 5f | 5na | 5naf | 5nar
2161.6 | 2428.8 | 1260.4 | 1442.4 | 1091.3 | EXISTING | 426
3067.4 | 3444.9 | 1686.6 | 1930.6 | 1573.8 | NEW | 218.7
5229 | 5873.7 | 2947 | 3373 | 2665.1 | R&R | 281.9
[5 empty] | TOTAL | 926.6
6 | 6f | 6na | 6naf | 6nar
2165.7 | 2446.6 | 1264.6 | 1437.6 |  | EXISTING | 397.1
3069.7 | 3439.1 | 1689.4 | 1913.5 |  | NEW | 253.2
5235.4 | 5885.7 | 2954 | 3351.1 |  | R&R | 2954
[5 empty] | TOTAL | 3604.3
7 | 7f | 7na | 7naf | 7nar
2165.7 | 2446.6 | 1264.6 | 1437.6 |  | EXISTING | 397.1
3069.7 | 3439.1 | 1689.4 | 1913.5 |  | NEW | 253.2
5235.4 | 5885.7 | 2954 | 3351.1 |  | R&R | 2954
[5 empty] | TOTAL | 3604.3
8 | 8f | 8na | 8naf | 8nar | EXISTING
2165.7 | 2584.8 | 1264.6 |  |  | NEW
3069.7 | 3595.9 | 1689.4 |  |  | R&R
5235.4 | 6180.7 | 2954 | 0 |  | TOTAL

## Fig. G-26
|  | Existing | New | TOTAL
1 | 1991 Plan | 626.7 | 424.2 | 1050.9
2 | '91 Plan extend to 2015 | 582.3 | 505.3 | 1087.6
3 | '96 Forecast Model | 524.4 | 553.2 | 1077.6
4 | 1996 Forecast Fuel Shares | 428.8 | 415.5 | 844.3 | 233.3 | 33.4%
5 | New Codes | 426 | 218.7 | 644.7 | 199.6 | 28.57%
6 | 1991-1996 Cons. | 328.45 | 218.7 | 547.15 | 97.55 | 13.96%
7 | 1996 Cost Effectiveness | 137.73 | 241.2706 | 379.0006 | 168.1494 | 24.07%
[5 empty] | 698.5994 | 100%

## Fig. G-27
|  | Heat |  |  | Cooling |  |  | NET
| Resistance | Heat Pump | Gas | Resistance | Heat Pump | Gas | Resistance | Heat Pump | Gas | TOTAL
LGOFF | #NAME? | #NAME? | #NAME? | #NAME? | #NAME? | #NAME? | #NAME? | #NAME? | #NAME? | #NAME?
SMOFF | #NAME? | #NAME? | #NAME? | #NAME? | #NAME? | #NAME? | #NAME? | #NAME? | #NAME? | #NAME?
FASTF | #NAME? | #NAME? | #NAME? | #NAME? | #NAME? | #NAME? | #NAME? | #NAME? | #NAME? | #NAME?
LGRET | #NAME? | #NAME? | #NAME? | #NAME? | #NAME? | #NAME? | #NAME? | #NAME? | #NAME? | #NAME?
SMRET | #NAME? | #NAME? | #NAME? | #NAME? | #NAME? | #NAME? | #NAME? | #NAME? | #NAME? | #NAME?
GROCR | #NAME? | #NAME? | #NAME? | #NAME? | #NAME? | #NAME? | #NAME? | #NAME? | #NAME? | #NAME?
WAREH | #NAME? | #NAME? | #NAME? | #NAME? | #NAME? | #NAME? | #NAME? | #NAME? | #NAME? | #NAME?
SCHOL | #NAME? | #NAME? | #NAME? | #NAME? | #NAME? | #NAME? | #NAME? | #NAME? | #NAME? | #NAME?
HOSPT | #NAME? | #NAME? | #NAME? | #NAME? | #NAME? | #NAME? | #NAME? | #NAME? | #NAME? | #NAME?
HOTEL | #NAME? | #NAME? | #NAME? | #NAME? | #NAME? | #NAME? | #NAME? | #NAME? | #NAME? | #NAME?
LGOFF | #NAME? | #NAME? | #NAME? | #NAME? | #NAME? | #NAME? | #NAME? | #NAME? | #NAME? | #NAME?
SMOFF | #NAME? | #NAME? | #NAME? | #NAME? | #NAME? | #NAME? | #NAME? | #NAME? | #NAME? | #NAME?
LGRT | #NAME? | #NAME? | #NAME? | #NAME? | #NAME? | #NAME? | #NAME? | #NAME? | #NAME? | #NAME?
SMRT | #NAME? | #NAME? | #NAME? | #NAME? | #NAME? | #NAME? | #NAME? | #NAME? | #NAME? | #NAME?

## Fig. G-28
|  | OFFC | REST | RETL | GROC | WARE | SCHL | COLL | HLTH | HOTL | MISC
1996 CODE | HEAT | 0.37346 | 0.24814 | 0.72086 | 0.53401 | 0.434 | 0.55536 | 0.45609 | 0.62414 | 0.48545 | 0.50736
| COOL | 0.19302 | 0.77709 | 0.12692 | 0.57302 | 0.95159 | 0.98 | 0.60858 | 0.77589 | 0.40481 | 0.52963
| AUX | 0.63459 | 0.95145 | 0.30522 | 0.58814 | 0.96873 | 0.93159 | 0.76453 | 0.83939 | 0.53187 | 0.69903
| WATER | 1.0006 | 1 | 1 | 1 | 1 | 1 | 1.0002 | 1 | 1 | 1.0001
COOK | bar: OFFC to MISC
REFR | bar: OFFC to MISC
| LIGHT | 0.64413 | 0.88931 | 0.66528 | 0.61732 | 0.95961 | 0.77156 | 0.75464 | 0.74033 | 0.81921 | 0.73949
| OTHER | 1 | 1 | 1 | 1.2724 | 1 | 1 | 0.99271 | 1.154 | 0.96345 | 1.0291
1997 PROG. | HEAT | 0.38932 | 0.17546 | 0.58303 | 0.48355 | 0.2504 | 0.50457 | 0.428 | 0.53892 | 0.45917 | 0.44527
| COOL | 0.11555 | 0.69851 | 0.096275 | 0.50314 | 0.40826 | 0.98 | 0.55732 | 0.67717 | 0.30404 | 0.43562
| AUX | 0.57113 | 0.85631 | 0.2747 | 0.52854 | 0.87186 | 0.83843 | 0.68126 | 0.75546 | 0.44459 | 0.62602
| WATER | 1.0006 | 1 | 1 | 1 | 1 | 1 | 1.0002 | 1 | 1 | 1.0001
COOK | bar: OFFC to MISC
| REFR | 1 | 1 | 1 | 0.68269 | 1 | 1 | 1 | 1 | 1 | 0.99093
| LIGHT | 0.33849 | 0.86044 | 0.49196 | 0.60049 | 0.63692 | 0.72546 | 0.59835 | 0.70802 | 0.6029 | 0.57827
| OTHER | 1 | 1 | 1 | 1.2724 | 1 | 1 | 0.99271 | 1.154 | 0.96345 | 1.0291
1997 PROG. | HEAT | -4.248% | 29.29% | 19.12% | 9.449% | 42.3% | 9.146% | 6.157% | 13.65% | 5.413% | 12.24%
| COOL | 40.14% | 10.11% | 24.14% | 12.19% | 57.1% | -0% | 8.422% | 12.72% | 24.89% | 17.75%
| AUX | 10% | 10% | 10% | 10.13% | 10% | 10% | 10.89% | 10% | 16.41% | 10.45%
| WATER | -0% | -0% | -0% | -0% | -0% | -0% | -0% | -0% | -0% | -0%
| COOK | -0% | -0% | -0% | -0% | -0% | -0% | -0% | -0% | -0% | -0%
| REFR | -0% | -0% | -0% | 31.73% | -0% | -0% | -0% | -0% | -0% | 0.9067%
| LIGHT | 47.45% | 3.247% | 26.05% | 2.726% | 33.63% | 5.975% | 20.71% | 4.364% | 26.41% | 21.8%
OTHER | bar: OFFC to MISC

## Fig. G-29
| 95d2mjhn | 95d2mfjhn | EXISTING
OFFICE | #NAME? | #NAME? | #NAME?
REST | #NAME? | #NAME? | #NAME?
RETAIL | #NAME? | #NAME? | #NAME?
GROCERY | #NAME? | #NAME? | #NAME?
WAREHSE | #NAME? | #NAME? | #NAME?
ELEM/SEC | #NAME? | #NAME? | #NAME?
COLLEGES | #NAME? | #NAME? | #NAME?
HEALTH | #NAME? | #NAME? | #NAME?
LODGING | #NAME? | #NAME? | #NAME?
MISC | #NAME? | #NAME? | #NAME?
| #NAME? | #NAME? | #NAME?

## Fig. G-30
| new | newf | NEW
OFFICE | 611.33 | 706.54 | 95.21
REST | 220.48 | 226.64 | 6.16
RETAIL | 333.72 | 382.79 | 49.07
GROCERY | 174.16 | 212.04 | 37.88
WAREHOUSE | 58.6 | 76.16 | 17.56
ELEM/SEC | 200.22 | 214.17 | 13.95
COLLEGES | 82.21 | 90.82 | 8.61
HEALTH | 234.73 | 244.43 | 9.7
LODGING | 76.37 | 85.67 | 9.3
MISC | 222.28 | 248.43 | 26.15
| 2214.1 | 2487.69 | 273.59

## Fig. G-31
| 95d2mjh-pub | 95d2mf-pub |  | 95d2mjh-pri | 95d2mfjh-pri |  |  | TOTAL
TOTAL | [6 empty] | 95d2m | 95d2mf
HEAT | 772.1 | 832.4 | 60.3 | 556.5 | 648.1 | 91.6 | 1328.6 | 1480.5 | 151.9
COOL | 141.1 | 171.4 | 30.3 | 216.7 | 250.6 | 33.9 | 357.8 | 422 | 64.2
VENT | 303.9 | 319.3 | 15.4 | 513.2 | 529.2 | 16 | 817.1 | 848.5 | 31.4
WATR | 79.9 | 78.2 | -1.7 | 81.8 | 83.2 | 1.4 | 161.7 | 161.4 | -0.3
COOK | 6 | 6 | 0 | 12 | 12.1 | 0.1 | 18 | 18.1 | 0.1
REFR | 109.2 | 129.7 | 20.5 | 249.3 | 303 | 53.7 | 358.5 | 432.7 | 74.2
LGHT | 576.4 | 661.7 | 85.3 | 1081.6 | 1224.2 | 142.6 | 1658 | 1885.9 | 227.9
MISC | 213.5 | 213.9 | 0.4 | 372.6 | 373.2 | 0.6 | 586.1 | 587.1 | 1
TOTAL | 2202 | 2412.6 | 210.5 | 3083.7 | 3423.6 | 339.9 | 5285.8 | 5836.2 | 550.4
Existing Only
HEAT | 478.9 | 519.5 | 40.6 | 321.1 | 380.8 | 59.7 | 800 | 900.3 | 100.3
COOL | 89.6 | 112.7 | 23.1 | 137.1 | 156.1 | 19 | 226.7 | 268.8 | 42.1
HVAC AUX | 175.6 | 182.9 | 7.3 | 286.3 | 287.5 | 1.2 | 461.9 | 470.4 | 8.5
HOT WATER | 38.7 | 38.5 | -0.2 | 36.7 | 38.4 | 1.7 | 75.4 | 76.9 | 1.5
COOK | 3 | 3.1 | 0.1 | 6 | 6 | 0 | 9 | 9.1 | 0.1
REFR | 56.4 | 67.6 | 11.2 | 123.5 | 150.8 | 27.3 | 179.9 | 218.4 | 38.5
LIGHT | 356.3 | 391.2 | 34.9 | 640.9 | 690.9 | 50 | 997.2 | 1082.1 | 84.9
MISC | 117.8 | 118.2 | 0.4 | 203.7 | 204.3 | 0.6 | 321.5 | 322.5 | 1
TOTAL | 1316.4 | 1433.7 | 117.4 | 1755.3 | 1914.8 | 159.5 | 3071.6 | 3348.5 | 276.9

## Fig. G-32
New
HEAT | 293.2 | 312.9 | 19.7 | 235.4 | 267.3 | 31.9 | 528.6 | 580.2 | 51.6
COOL | 51.5 | 58.7 | 7.2 | 79.6 | 94.5 | 14.9 | 131.1 | 153.2 | 22.1
HVAC AUX | 128.3 | 136.4 | 8.1 | 226.9 | 241.7 | 14.8 | 355.2 | 378.1 | 22.9
HOT WATER | 41.2 | 39.7 | -1.5 | 45.1 | 44.8 | -0.3 | 86.3 | 84.5 | -1.8
COOK | 3 | 2.9 | -0.1 | 6 | 6.1 | 0.1 | 9 | 9 | -4.4409e-16
REFR | 52.8 | 62.1 | 9.3 | 125.8 | 152.2 | 26.4 | 178.6 | 214.3 | 35.7
LIGHT | 220.1 | 270.5 | 50.4 | 440.7 | 533.3 | 92.6 | 660.8 | 803.8 | 143
MISC | 95.7 | 95.7 | 0 | 168.9 | 168.9 | -5.6843e-14 | 264.6 | 264.6 | -5.6843e-14
TOTAL | 885.6 | 978.9 | 93.1 | 1328.4 | 1508.8 | 180.4 | 2214.2 | 2487.7 | 273.5

## Fig. G-33
1997 | 1998 | 1999 | 2000 | 2001 | 2002
25% | 20% | 45% | 70% | 85% | 85%

## Table G-52
PROTOTYPE | END-USE | MEASURE DESCRIPTION | ANNUAL SAVINGS kWh/ft2 | FIRST COST $/ft2 | PV COST $/ft2 | ADMIN | PV+ADMIN | LEVELIZED COST mills /kWh | B/C RATIO | SIMPLE PAYBACK years | WGTD SAVINGS | WEIGHTED FIRST COST | WEIGHTED TOTAL PV | CUMULATIVE WEIGHTED SAVINGS kWh /ft2 | CUMULATIVE WEIGHTED FIRST COST $/ft2 | CUMULATIVE WEIGHTED PV COST $/ft2
FASTF | LGT | Efficient Exit Signs | 0.19004 | 0.045732 | -0.00072451 | 0.0091463 | 0.0084218 | 2.4027 | -114.2692 | 9.6255 | 0.015539 | 0.0037393 | 0.00068862 | 0.015539 | #VALUE! | #VALUE!
SMOFF | LGT | Efficient Exit Signs | 0.17002 | 0.036885 | -0.0018915 | 0.007377 | 0.0054855 | 1.7493 | -40.9132 | 8.6778 | 0.020897 | 0.0045334 | 0.0006742 | 0.036436 | #VALUE! | #VALUE!
WAREH | LGT | Efficient Exit Signs | 0.090905 | 0.019972 | -0.0011597 | 0.0039945 | 0.0028347 | 1.6907 | -39.1269 | 8.7882 | 0.006067 | 0.001333 | 0.00018919 | 0.042503 | #VALUE! | #VALUE!
GROCR | LGT | Efficient Exit Signs | 0.091625 | 0.020728 | -0.00144 | 0.0041456 | 0.0027055 | 1.601 | -31.7349 | 9.049 | 0.0026182 | 0.0005923 | 7.7312e-05 | 0.045121 | #VALUE! | #VALUE!
SMRET | LGT | Efficient Exit Signs | 0.072421 | 0.018287 | -0.0012025 | 0.0036574 | 0.0024549 | 1.8378 | -30.139 | 10.1004 | 0.0070324 | 0.0017757 | 0.00023838 | 0.052153 | #VALUE! | #VALUE!
LGRET | LGT | Efficient Exit Signs | 0.093766 | 0.02 | -0.0018284 | 0.004 | 0.0021716 | 1.2557 | -25.7247 | 8.5319 | 0.00607 | 0.0012947 | 0.00014058 | 0.058223 | #VALUE! | #VALUE!
LGOFF | LGT | Efficient Exit Signs | 0.13347 | 0.04 | -0.0028982 | 0.008 | 0.0051018 | 2.0724 | -23.0218 | 11.9878 | 0.017074 | 0.0051169 | 0.00065264 | 0.075297 | #VALUE! | #VALUE!
SCHOL | LGT | Efficient Exit Signs | 0.11933 | 0.039832 | -0.0030579 | 0.0079665 | 0.0049086 | 2.2302 | -19.6491 | 13.3521 | 0.01904 | 0.0063557 | 0.00078322 | 0.094337 | #VALUE! | #VALUE!
HOTEL | LGT | Compact Fluorescents | 0.92235 | 0.073635 | -0.066721 | 0.014727 | -0.051994 | -3.0563 | -6.8175 | 3.1934 | 0.083576 | 0.0066722 | -0.0047113 | 0.17791 | #VALUE! | #VALUE!
GROCR | REF | Floating Head Press | 3.0638 | -0.29871 | -0.81894 | -0.059743 | -0.87868 | -15.5496 | -1.8716 | -3.9 | 0.087547 | -0.0085358 | -0.025109 | 0.26546 | -0.0085358 | -0.025109
HOTEL | LGT | Efficient Exit Signs | 0.14581 | 0.040043 | 0.00033943 | 0.0080087 | 0.0083481 | 3.1042 | 211.8444 | 10.9853 | 0.013212 | 0.0036284 | 0.00075644 | 0.27867 | -0.0049074 | -0.024352
SMOFF | HVC | Heat Pump | 0.53097 | 0.048562 | 0.039897 | 0.0097125 | 0.049609 | 5.0656 | 20.7591 | 3.6584 | 0.065259 | 0.0059686 | 0.0060972 | 0.34393 | 0.0010612 | -0.018255
FASTF | HVC | Heat Pump | 1.501 | 0.12643 | 0.12482 | 0.025285 | 0.1501 | 5.4218 | 18.7426 | 3.369 | 0.12273 | 0.010337 | 0.012273 | 0.46667 | 0.011398 | -0.0059816
GROCR | REF | Anti-Sweat Timer | 4.73 | 0.095048 | 0.14681 | 0.01901 | 0.16582 | 1.9007 | 16.1184 | 0.80379 | 0.13516 | 0.002716 | 0.0047384 | 0.60183 | 0.014115 | -0.0012432
WAREH | HVC | Heat Pump | 0.85266 | 0.038258 | 0.028809 | 0.0076515 | 0.03646 | 2.3184 | 15.4852 | 1.7948 | 0.056907 | 0.0025533 | 0.0024334 | 0.65873 | 0.016668 | 0.0011902
HOSPT | ALL | Building Commissioning | 3.1774 | 0.28771 | 0.13499 | 0.057543 | 0.19254 | 3.2854 | 12.1655 | 3.622 | 0.50863 | 0.046057 | 0.030821 | 1.1674 | 0.062725 | 0.032011
GROCR | REF | Hot Gas defrost | 2.5907 | 0.068914 | 0.1162 | 0.013783 | 0.12999 | 2.7203 | 11.1538 | 1.064 | 0.074031 | 0.0019692 | 0.0037144 | 1.2414 | 0.064694 | 0.035726
HOSPT | LGT | Efficient Exit Signs | 0.072691 | 0.039926 | 0.0059113 | 0.0079853 | 0.013897 | 10.3649 | 5.6073 | 21.9705 | 0.011636 | 0.0063914 | 0.0022245 | 1.253 | 0.071085 | 0.03795
FASTF | ALL | Building Commissioning | 2.5967 | 0.28771 | 0.33067 | 0.057543 | 0.38821 | 8.1055 | 5.2788 | 4.432 | 0.21232 | 0.023525 | 0.031742 | 1.4654 | 0.094611 | 0.069692
SMRET | LGT | Daylight Dimming | 0.7599 | 0.078045 | 0.091359 | 0.015609 | 0.10697 | 7.632 | 4.1626 | 4.1082 | 0.073789 | 0.0075785 | 0.010387 | 1.5391 | 0.10219 | 0.080079
HOTEL | ENV | R-11 Wall Insul. | 0.23005 | 0.048716 | 0.036968 | 0.0097433 | 0.046711 | 11.0087 | 3.2558 | 8.4706 | 0.020845 | 0.0044143 | 0.0042326 | 1.56 | 0.1066 | 0.084312
WAREH | LGT | Occupancy Sensors | 0.6106 | 0.048397 | 0.098399 | 0.0096793 | 0.10808 | 9.5967 | 3.0975 | 3.1704 | 0.040752 | 0.00323 | 0.0072132 | 1.6007 | 0.10983 | 0.091525
SMOFF | ALL | Building Commissioning | 0.71087 | 0.28771 | 0.24668 | 0.057543 | 0.30422 | 23.2025 | 2.196 | 16.1893 | 0.087371 | 0.035362 | 0.03739 | 1.6881 | 0.1452 | 0.12892
LGRET | ALL | Building Commissioning | 2.7271 | 0.28771 | 0.2715 | 0.057543 | 0.32904 | 6.5417 | 2.0899 | 4.2201 | 0.17654 | 0.018625 | 0.021301 | 1.8647 | 0.16382 | 0.15022
HOTEL | ALL | Building Commissioning | 1.0386 | 0.28771 | 0.25476 | 0.057543 | 0.3123 | 16.3023 | 2.0748 | 11.0804 | 0.094114 | 0.026071 | 0.028298 | 1.9588 | 0.18989 | 0.17851
SCHOL | ALL | Building Commissioning | 1.0542 | 0.28771 | 0.26692 | 0.057543 | 0.32446 | 16.6878 | 1.9818 | 10.9173 | 0.1682 | 0.045908 | 0.051772 | 2.127 | 0.2358 | 0.23029
HOTEL | HVC | Variable Speed Drives | 0.17012 | 0.029145 | 0.043607 | 0.005829 | 0.049436 | 15.7553 | 1.9577 | 6.8529 | 0.015415 | 0.0026409 | 0.0044795 | 2.1424 | 0.23844 | 0.23477
GROCR | REF | Effic. Evap Fans | 2.0812 | 0.26524 | 0.53907 | 0.053048 | 0.59212 | 15.4254 | 1.9314 | 5.0978 | 0.059471 | 0.0075792 | 0.01692 | 2.2019 | 0.24602 | 0.25169
LGOFF | ALL | Building Commissioning | 1.1003 | 0.28771 | 0.28854 | 0.057543 | 0.34608 | 17.0537 | 1.8773 | 10.4597 | 0.14075 | 0.036805 | 0.044272 | 2.3426 | 0.28282 | 0.29596
HOSPT | ENV | Add R-5 Wall Insul. | 0.31175 | 0.1133 | 0.099713 | 0.022661 | 0.12237 | 21.2825 | 1.6358 | 14.5379 | 0.049904 | 0.018138 | 0.019589 | 2.3925 | 0.30096 | 0.31555
HOSPT | ENV | Windows U-0.60 to U-0.45 | 0.6665 | 0.2444 | 0.21545 | 0.04888 | 0.26433 | 21.5023 | 1.6185 | 14.6677 | 0.10669 | 0.039123 | 0.042313 | 2.4992 | 0.34008 | 0.35786
LGOFF | LGT | Occupancy Sensors | 1.201 | 0.25853 | 0.3905 | 0.051706 | 0.44221 | 19.9631 | 1.5374 | 8.6105 | 0.15363 | 0.033072 | 0.056568 | 2.6528 | 0.37316 | 0.41443
GROCR | REF | Mech. Subcooling | 0.7396 | 0.11909 | 0.2443 | 0.023818 | 0.26812 | 19.6551 | 1.5146 | 6.4407 | 0.021134 | 0.003403 | 0.0076616 | 2.674 | 0.37656 | 0.42209
GROCR | REF | Ref. Case Covers | 1.5781 | 0.28048 | 0.53482 | 0.056096 | 0.59091 | 20.3015 | 1.4762 | 7.1093 | 0.045095 | 0.0080148 | 0.016885 | 2.7191 | 0.38457 | 0.43898
GROCR | ALL | Building Commissioning | 0.89455 | 0.28771 | 0.29908 | 0.057543 | 0.35662 | 21.6143 | 1.47 | 12.8652 | 0.025562 | 0.0082215 | 0.010191 | 2.7446 | 0.3928 | 0.44917
SMRET | ALL | Building Commissioning | 0.69355 | 0.28771 | 0.26584 | 0.057543 | 0.32339 | 25.2805 | 1.341 | 16.5938 | 0.067346 | 0.027938 | 0.031402 | 2.812 | 0.42073 | 0.48057
LGRET | LGT | T12EEM to T8Elect. | 1.5812 | 0.23059 | 0.59556 | 0.046119 | 0.64168 | 22.003 | 1.3318 | 5.8336 | 0.10236 | 0.014928 | 0.041539 | 2.9143 | 0.43566 | 0.52211
WAREH | LGT | Daylight Dimming | 0.19978 | 0.060592 | 0.075298 | 0.012118 | 0.087417 | 23.7233 | 1.3244 | 12.1315 | 0.013334 | 0.0040439 | 0.0058342 | 2.9277 | 0.43971 | 0.52794
SMRET | LGT | 90W Halogen to 60WHIR | 0.84668 | 0.010874 | 0.33759 | 0.0021747 | 0.33976 | 21.7566 | 1.2552 | 0.51371 | 0.082216 | 0.0010559 | 0.032992 | 3.0099 | 0.44076 | 0.56093
SMRET | HVC | Heat Pump | 0.56169 | 0.1204 | 0.23275 | 0.02408 | 0.25683 | 24.7908 | 1.2464 | 8.5742 | 0.054542 | 0.011691 | 0.024939 | 3.0644 | 0.45245 | 0.58587
LGOFF | LGT | Ambient/Task Design | 1.4143 | 0.37735 | 0.57673 | 0.075469 | 0.6522 | 25.0019 | 1.2259 | 10.6721 | 0.18092 | 0.048271 | 0.083431 | 3.2453 | 0.50072 | 0.6693
SMOFF | LGT | Ambient/Task Design | 1.4108 | 0.41436 | 0.53741 | 0.082871 | 0.62028 | 23.8374 | 1.1949 | 11.748 | 0.1734 | 0.050927 | 0.076236 | 3.4187 | 0.55165 | 0.74554
WAREH | LGT | Ambient/Task Design | 0.1935 | 0.078597 | 0.083292 | 0.015719 | 0.099011 | 27.7423 | 1.1597 | 16.2474 | 0.012914 | 0.0052456 | 0.006608 | 3.4317 | 0.5569 | 0.75215
SMRET | LGT | T12EEM to T8Elect. | 1.8528 | 0.49195 | 1.0597 | 0.098389 | 1.158 | 33.8881 | 0.87701 | 10.6209 | 0.17991 | 0.04777 | 0.11245 | 3.6116 | 0.60467 | 0.8646
SCHOL | ENV | R-19 to R-25 Roof/Ceil. | 0.19941 | 0.12022 | 0.12018 | 0.024045 | 0.14422 | 39.2122 | 0.85284 | 24.1155 | 0.031818 | 0.019183 | 0.023012 | 3.6434 | 0.62385 | 0.88761
SMOFF | LGT | Daylight Dimming | 1.1709 | 0.52024 | 0.65194 | 0.10405 | 0.75599 | 35.0046 | 0.81752 | 17.772 | 0.14391 | 0.063941 | 0.092916 | 3.7873 | 0.68779 | 0.98053
SCHOL | ENV | Windows U-0.60 to U-0.45 | 0.2365 | 0.15416 | 0.15468 | 0.030833 | 0.18551 | 42.5285 | 0.78583 | 26.0741 | 0.037736 | 0.024598 | 0.0296 | 3.825 | 0.71239 | 1.0101
SCHOL | ENV | R-19 Wall Insul. | 0.39614 | 0.2841 | 0.28624 | 0.05682 | 0.34306 | 46.9526 | 0.7113 | 28.6868 | 0.063208 | 0.045331 | 0.054738 | 3.8882 | 0.75772 | 1.0649
WAREH | ENV | Add R-5 Wall Insul. | 0.34292 | 0.26261 | 0.25445 | 0.052521 | 0.30697 | 48.5336 | 0.70511 | 30.6313 | 0.022887 | 0.017526 | 0.020488 | 3.9111 | 0.77525 | 1.0854
HOSPT | LGT | Ambient/Task Design | 0.14039 | 0.061503 | 0.091525 | 0.012301 | 0.10383 | 40.0969 | 0.69943 | 17.5237 | 0.022473 | 0.0098453 | 0.01662 | 3.9336 | 0.78509 | 1.102
LGOFF | ENV | Windows U-0.60 to U-0.45 | 0.74074 | 0.54253 | 0.54706 | 0.10851 | 0.65556 | 47.9829 | 0.68978 | 29.2965 | 0.094758 | 0.069402 | 0.083861 | 4.0284 | 0.85449 | 1.1858
WAREH | ALL | Building Commissioning | 0.35138 | 0.28771 | 0.26983 | 0.057543 | 0.32737 | 50.5135 | 0.67114 | 32.753 | 0.023451 | 0.019202 | 0.021849 | 4.0518 | 0.87369 | 1.2077
SCHOL | ENV | Add R-5 Wall Insul. | 0.30046 | 0.22894 | 0.23122 | 0.045787 | 0.27701 | 49.9852 | 0.66788 | 30.4778 | 0.047942 | 0.036529 | 0.0442 | 4.0998 | 0.91022 | 1.2519
GROCR | LGT | T12EEM to T8Elect. | 2.038 | 0.61969 | 1.543 | 0.12394 | 1.6669 | 44.3458 | 0.65877 | 12.163 | 0.058235 | 0.017708 | 0.047632 | 4.158 | 0.92793 | 1.2995
LGRET | LGT | 90W Halogen to 60WHIR | 1.9482 | 0.049554 | 1.5515 | 0.0099108 | 1.5614 | 43.4534 | 0.62988 | 1.0174 | 0.12612 | 0.0032079 | 0.10108 | 4.2841 | 0.93114 | 1.4006
SCHOL | HVC | Variable Speed Drives | 0.19888 | 0.10594 | 0.16286 | 0.021189 | 0.18405 | 50.176 | 0.61822 | 21.3088 | 0.031733 | 0.016905 | 0.029367 | 4.3158 | 0.94804 | 1.43
SCHOL | ENV | R-25 to R-30 Roof/Ceil. | 0.11986 | 0.10017 | 0.10152 | 0.020034 | 0.12155 | 54.9824 | 0.60681 | 33.429 | 0.019125 | 0.015983 | 0.019395 | 4.335 | 0.96403 | 1.4494
HOTEL | ENV | Windows U-0.60 to U-0.45 | 0.55792 | 0.37305 | 0.48514 | 0.07461 | 0.55975 | 54.3946 | 0.60169 | 26.7455 | 0.050555 | 0.033803 | 0.05072 | 4.3855 | 0.99783 | 1.5001
LGOFF | HVC | Variable Speed Drives | 0.09675 | 0.052804 | 0.081136 | 0.010561 | 0.091697 | 51.3857 | 0.60005 | 21.8311 | 0.012376 | 0.0067548 | 0.01173 | 4.3979 | 1.0046 | 1.5118
SMOFF | ENV | Add R-5 Wall Insul. | 0.258 | 0.44218 | 0.44392 | 0.088437 | 0.53235 | 111.8717 | 0.59807 | 68.5557 | 0.03171 | 0.054347 | 0.065429 | 4.4296 | 1.0589 | 1.5772
FASTF | LGT | T12EEM to T8Elect. | 1.5396 | 0.45319 | 1.1484 | 0.090638 | 1.2391 | 43.6339 | 0.58402 | 11.7741 | 0.12589 | 0.037056 | 0.10131 | 4.5555 | 1.096 | 1.6786
GROCR | LGT | 90W Halogen to 60WHIR | 0.44702 | 0.0086142 | 0.46031 | 0.0017228 | 0.46203 | 56.0378 | 0.48436 | 0.77081 | 0.012774 | 0.00024615 | 0.013203 | 4.5683 | 1.0962 | 1.6918
HOSPT | LGT | 90W Halogen to 60WHIR | 0.060465 | 0.0032537 | 0.061987 | 0.00065074 | 0.062637 | 56.1656 | 0.44479 | 2.1525 | 0.0096791 | 0.00052085 | 0.010027 | 4.5779 | 1.0968 | 1.7018
WAREH | ENV | R-19 to R-25 Roof/Ceil. | 0.0817 | 0.10292 | 0.10297 | 0.020585 | 0.12355 | 81.9919 | 0.41513 | 50.3906 | 0.0054527 | 0.0068691 | 0.008246 | 4.5834 | 1.1036 | 1.71
SCHOL | ENV | R-30 to R-38 Roof/Ceil. | 0.129 | 0.16029 | 0.16433 | 0.032058 | 0.19639 | 82.5394 | 0.40347 | 49.703 | 0.020583 | 0.025576 | 0.031335 | 4.604 | 1.1292 | 1.7414
HOSPT | LGT | Daylight Dimming | 0.09675 | 0.088265 | 0.10988 | 0.017653 | 0.12753 | 71.4669 | 0.40151 | 36.4919 | 0.015488 | 0.014129 | 0.020415 | 4.6195 | 1.1433 | 1.7618
SMOFF | ENV | R-19 to R-25 Roof/Ceil. | 0.025774 | 0.06674 | 0.068025 | 0.013348 | 0.081373 | 171.1776 | 0.38989 | 103.5795 | 0.0031677 | 0.0082028 | 0.010001 | 4.6226 | 1.1515 | 1.7718
SMOFF | HVC | Economizer | 0.59527 | 0.49053 | 0.9641 | 0.098106 | 1.0622 | 96.7466 | 0.30738 | 32.9618 | 0.073162 | 0.060289 | 0.13055 | 4.6958 | 1.2118 | 1.9023
HOSPT | LGT | T12EEM to T8Elect. | 0.3096 | 0.2268 | 0.48073 | 0.045361 | 0.52609 | 92.1299 | 0.29366 | 29.3028 | 0.04956 | 0.036306 | 0.084216 | 4.7454 | 1.2481 | 1.9865
SMOFF | ENV | R-25 to R-30 Roof/Ceil. | 0.013746 | 0.055656 | 0.05733 | 0.011131 | 0.068461 | 270.0289 | 0.24673 | 161.9574 | 0.0016894 | 0.0068405 | 0.0084143 | 4.747 | 1.255 | 1.995
SMOFF | ENV | Windows U-0.60 to U-0.45 | 0.16211 | 0.80159 | 0.82848 | 0.16032 | 0.9888 | 330.7114 | 0.20135 | 197.7942 | 0.019924 | 0.09852 | 0.12153 | 4.767 | 1.3535 | 2.1165
SMOFF | ENV | R-30 to R-38 Roof/Ceil. | 0.01661 | 0.089144 | 0.092245 | 0.017829 | 0.11007 | 359.3059 | 0.18529 | 214.6811 | 0.0020414 | 0.010956 | 0.013529 | 4.769 | 1.3644 | 2.13
HOSPT | LGT | Occupancy Sensors | 0.086 | 0.12765 | 0.27878 | 0.02553 | 0.30431 | 191.8505 | 0.14066 | 59.3711 | 0.013767 | 0.020434 | 0.048714 | 4.7828 | 1.3849 | 2.1787
LGOFF | LGT | Daylight Dimming | 0.11297 | 0.31867 | 0.40205 | 0.063734 | 0.46579 | 223.5514 | 0.14046 | 112.8368 | 0.014451 | 0.040765 | 0.059585 | 4.7972 | 1.4256 | 2.2383
GROCR | REF | Liq. Press. Amp. | 0.63612 | 1.0916 | 2.3108 | 0.21831 | 2.5291 | 215.5615 | 0.13772 | 68.6397 | 0.018177 | 0.031192 | 0.07227 | 4.8154 | 1.4568 | 2.3106
LGOFF | HVC | Evaporative Cooling | 0.17222 | 0.64632 | 1.015 | 0.12926 | 1.1443 | 360.2581 | 0.084759 | 150.1199 | 0.02203 | 0.082679 | 0.14638 | 4.8374 | 1.5395 | 2.457
LGRET | HVC | Evaporative Cooling | 0.19565 | 0.79713 | 1.2532 | 0.15943 | 1.4126 | 391.4626 | 0.07705 | 162.9711 | 0.012666 | 0.051603 | 0.091448 | 4.8501 | 1.5911 | 2.5484

## Table G-53
PROTO-TYPE | END-USE | MEASURE DESCRIPTION | ANNUAL SAVINGS kWh/ft2 | FIRST COST $/ft2 | PV COST $/ft2 | ADMIN | PV+ADMIN | LEVELIZED COST mills /kWh | B/C RATIO | SIMPLE PAYBACK years | WGTD SAVINGS | WEIGHTED FIRST COST | WEIGHTED TOTAL PV | CUMULATIVE WEIGHTED SAVINGS kWh /ft2 | Cum MWa
SMOFF | HVC | Reduce Minimum Outside Air | 1.5255 | 0.022345 | -0.0043332 | 0.0044691 | 0.00013591 | 0.0056315 | -151.1687 | 0.58593 | 0.41514 | 0.0060811 | 3.6986e-05 | 0.41514 | #VALUE!
LGOFF | LGT | 100W Incand. to 34W Fluor. | 0.5048 | 0.23916 | -0.12194 | 0.047831 | -0.07411 | -9.28 | -1.7434 | 18.9508 | 0.14298 | 0.067741 | -0.020992 | 0.55813 | #REF!
LGOFF | HVC | Temp Reset, Multi Zone | 1.4628 | 0.01828 | 0.00041227 | 0.0036561 | 0.0040683 | 0.1758 | 1524.2812 | 0.49988 | 0.0048471 | 0.0079996 | 0.016022 | 0.56297 | #VALUE!
SMOFF | LGT | Incand. to 34W Fluor. | 0.38644 | 0.34602 | 0.018321 | 0.069205 | 0.087525 | 14.3166 | 8.7447 | 35.817 | 0.10096 | 0.20183 | 0.32217 | 0.66393 | #VALUE!
LGOFF | HVC | Roof Insulation R-6 to R-19 | 0.23039 | 0.032556 | 0.024704 | 0.0065111 | 0.031215 | 8.5639 | 3.9914 | 5.6521 | 0.13445 | 0.32614 | 0.3401 | 0.79838 | #VALUE!
LGRT | HVC | Reduce Min. Out. Air | 1.2088 | 0.083107 | 0.14073 | 0.016621 | 0.15736 | 8.2285 | 3.6936 | 2.7501 | 0.0038967 | 0.0045608 | 0.0070207 | 0.80228 | #VALUE!
LGRT | LGT | Efficient Incand. | 3.8832 | 0.33197 | 0.24901 | 0.066394 | 0.31541 | 5.1342 | 3.3956 | 3.4196 | 0.10076 | 0.18042 | 0.19457 | 0.90303 | #VALUE!
LGRT | ENV | Roof Insulation | 1.8841 | 0.35515 | 0.27412 | 0.071029 | 0.34515 | 11.5791 | 2.9766 | 7.5397 | 0.20226 | 0.32262 | 0.34862 | 1.1053 | #VALUE!
SMOFF | ALL | Re-Commissioning | 1.5295 | 0.23017 | 0.27482 | 0.046034 | 0.32086 | 13.2604 | 2.389 | 6.0197 | 0.069875 | 0.064567 | 0.10023 | 1.1752 | #VALUE!
SMRT | ENV | Roof Insul. (Sales) | 3.4064 | 0.66422 | 0.4997 | 0.13284 | 0.63255 | 11.7376 | 2.2215 | 7.7996 | 0.67999 | 0.55775 | 0.84562 | 1.8552 | #VALUE!
SMOFF | ENV | Roof Insulation | 1.1312 | 0.39071 | 0.32145 | 0.078143 | 0.39959 | 22.328 | 1.5195 | 13.8157 | 0.25754 | 0.19808 | 0.30552 | 2.1127 | #VALUE!
LGRT | DHW | Tank Insulation | 0.015534 | 0.002499 | 0.0043613 | 0.00049979 | 0.0048611 | 19.7807 | 1.5132 | 6.4349 | 0.20465 | 0.13468 | 0.20406 | 2.3173 | #VALUE!
LGRT | ALL | Re-Commissioning | 0.95589 | 0.23017 | 0.27714 | 0.046034 | 0.32318 | 21.3705 | 1.4842 | 9.6317 | 0.032768 | 0.031259 | 0.033121 | 2.3501 | #VALUE!
SMRT | DHW | Tank Insulation | 0.03473 | 0.0057544 | 0.0099585 | 0.0011509 | 0.011109 | 20.2193 | 1.4798 | 6.6275 | 0.5085 | 0.46565 | 0.49864 | 2.8586 | #VALUE!
SMOFF | DHW | DHW Tank Insulation | 0.090978 | 0.015445 | 0.027141 | 0.0030889 | 0.030229 | 21.0026 | 1.4169 | 6.7904 | 0.34719 | 0.23698 | 0.29076 | 3.2058 | #VALUE!
SMRT | ALL | Re-Commissioning | 0.86383 | 0.23017 | 0.28387 | 0.046034 | 0.3299 | 24.14 | 1.3111 | 10.6582 | 0.091159 | 0.047528 | 0.07292 | 3.297 | #VALUE!
SMRT | LGT | Efficient Incand. | 0.81634 | 0.26363 | 0.28875 | 0.052726 | 0.34147 | 26.4404 | 1.1889 | 12.9176 | 0.0016282 | 0.00066544 | 0.0012948 | 3.2986 | #VALUE!
LGOFF | LGT | T-8 EEM Bal & Parab. Fixt | 3.9479 | 1.6133 | 1.4246 | 0.32265 | 1.7472 | 27.9743 | 1.1672 | 16.3454 | 0.20963 | 0.096184 | 0.14738 | 3.5082 | #VALUE!
SMRT | LGT | T-8 Elect. (Sales) | 1.936 | 0.67782 | 0.92305 | 0.13556 | 1.0586 | 34.5635 | 0.88196 | 14.0046 | 2.3563 | 0.84742 | 1.5469 | 5.8646 | #VALUE!
LGRT | LGT | T-8 Elect. (Storage) | 0.42823 | 0.14851 | 0.21575 | 0.029703 | 0.24546 | 36.231 | 0.83955 | 13.8724 | 0.27902 | 0.12704 | 0.18599 | 6.1436 | #VALUE!
SMRT | LGT | 2T T-8 Elect.(Stor) | 0.1468 | 0.037374 | 0.074015 | 0.0074748 | 0.08149 | 35.0877 | 0.83696 | 10.1835 | 1.1129 | 0.4263 | 0.65392 | 7.2565 | #VALUE!
LGRT | LGT | T-8 Elec. (Sales) | 6.2578 | 2.3971 | 3.1976 | 0.47941 | 3.677 | 37.1405 | 0.82781 | 15.322 | 0.039162 | 0.0099701 | 0.021739 | 7.2956 | #VALUE!
SMRT | HVC | Heat Pump (Repl) | 1.0459 | 0.47624 | 0.60195 | 0.095249 | 0.69719 | 42.1339 | 0.75864 | 18.2131 | 0.076158 | 0.026412 | 0.043653 | 7.3718 | #VALUE!
LGOFF | HVC | Variable Air Volume | 8.3189 | 2.9918 | 4.863 | 0.59835 | 5.4613 | 41.4969 | 0.73706 | 14.3854 | 0.51645 | 0.18082 | 0.2824 | 7.8883 | #VALUE!
LGOFF | LGT | T-8 Add Electronic Ballasts | 0.7401 | 0.33957 | 0.4524 | 0.067915 | 0.52032 | 44.4386 | 0.68898 | 18.3529 | 1.1183 | 0.45696 | 0.4949 | 9.0065 | #VALUE!
LGRT | ENV | Caulking & Weather. | 0.0091554 | 0.0037417 | 0.0065325 | 0.00074835 | 0.0072808 | 50.2671 | 0.61349 | 16.3477 | 0.21777 | 0.070327 | 0.091093 | 9.2243 | #VALUE!
LGOFF | LGT | Daylight Photocell Dimming | 0.32183 | 0.1678 | 0.22388 | 0.033559 | 0.25744 | 50.5624 | 0.60542 | 20.8552 | 0.23044 | 0.061402 | 0.088006 | 9.4547 | #VALUE!
SMOFF | LGT | T-8 & Elect. Ballast | 1.2758 | 0.87081 | 0.89424 | 0.17416 | 1.0684 | 52.9356 | 0.59145 | 27.3033 | 0.024759 | 0.0042031 | 0.0082267 | 9.4795 | #VALUE!
SMOFF | ENV | Low-e Glass | 1.8685 | 1.7111 | 1.4901 | 0.34221 | 1.8323 | 61.9844 | 0.54143 | 36.6296 | 0.0092648 | 0.0015351 | 0.0029636 | 9.4887 | #VALUE!
SMRT | ENV | Roof Insul.(Storage) | 0.12283 | 0.11718 | 0.10072 | 0.023436 | 0.12416 | 63.8909 | 0.53245 | 38.1586 | 0.17 | 0.040934 | 0.057474 | 9.6587 | #VALUE!
SMOFF | HVC | Optimum Start timer | 0.75199 | 0.49488 | 0.65083 | 0.098977 | 0.74981 | 63.0263 | 0.49614 | 26.324 | 0.0027626 | 0.00044442 | 0.00086451 | 9.6615 | #VALUE!
SMOFF | HVC | Economizer | 0.94635 | 0.72787 | 0.97706 | 0.14557 | 1.1226 | 74.9838 | 0.40734 | 30.7651 | 0.30785 | 0.10633 | 0.10875 | 9.9694 | #VALUE!
SMOFF | HVC | Heat Pump @ AC repl. | 2.4986 | 2.0495 | 2.6974 | 0.40989 | 3.1073 | 78.6056 | 0.39996 | 32.8091 | 0.90871 | 0.17719 | 0.16874 | 10.8781 | #VALUE!
SMOFF | LGT | Daylight Dimming | 0.25676 | 0.23725 | 0.32084 | 0.047451 | 0.36829 | 90.6668 | 0.33177 | 36.9616 | 0.41623 | 0.062639 | 0.087319 | 11.2943 | #VALUE!
LGRT | ENV | Wall Insulation | 1.1373 | 1.8141 | 1.5974 | 0.36282 | 1.9603 | 108.9474 | 0.31165 | 63.8023 | 0.33508 | 0.06316 | 0.061382 | 11.6294 | #VALUE!
SMRT | ENV | Low-E Wind. (Sales) | 0.37769 | 0.67631 | 0.59411 | 0.13526 | 0.72938 | 122.0652 | 0.27756 | 71.6255 | 0.69059 | 0.059039 | 0.056093 | 12.32 | #VALUE!
SMOFF | DHW | DHW Cock Timer | 0.014319 | 0.016759 | 0.022446 | 0.0033518 | 0.025798 | 113.8843 | 0.26963 | 46.8173 | 0.21497 | 0.01478 | 0.027985 | 12.5349 | #VALUE!
SMOFF | LGT | 3 Tube Parabolic Fixtures | 0.49405 | 1.1984 | 1.01 | 0.23969 | 1.2497 | 159.8919 | 0.20534 | 97.0291 | 0.065259 | 0.0092214 | 0.0088416 | 12.6002 | #VALUE!
SMRT | HVC | Heat Recov. Exhaust | 0.37845 | 0.75659 | 1.0564 | 0.15132 | 1.2077 | 201.7113 | 0.15642 | 79.9679 | 0.10517 | 0.094168 | 0.023819 | 12.7054 | #VALUE!
LGRT | HVC | Radiant Heaters | 0.027255 | 0.044981 | 0.081094 | 0.0089962 | 0.09009 | 208.9379 | 0.14712 | 66.0157 | 0.41433 | 0.0051779 | 0.0011524 | 13.1197 | #VALUE!

## Fig. G-34, 35
**** | ****** | ****** | ****** | ****** | ****** | ****** | ****** | ****** | ****** | ****** | ****** | *****
Set | ID:NEW | COMM | *** c | :\96pl | an\isa | ac\NEW | COMM.t | xt
Seg | Jan | Feb | Mar | Apr | May | Jun | Jul | Aug | Sep | Oct | Nov | Dec
--- | ----- | ----- | ----- | ----- | ----- | ----- | ----- | ----- | ----- | ----- | ----- | -----
1 | 3.91 | 3.44 | 3.48 | 3.4 | 2.95 | 2.68 | 2.89 | 3.1 | 2.66 | 3.4 | 3.24 | 3.87
2 | 3.75 | 3.68 | 4.06 | 3.64 | 3.26 | 2.86 | 2.94 | 2.9 | 2.96 | 3.63 | 3.64 | 3.75
3 | 1.25 | 0.95 | 0.89 | 0.98 | 0.73 | 1.44 | 0.95 | 0.7 | 0.68 | 1.39 | 1.16 | 1.18
4 | 0.68 | 0.7 | 0.65 | 0.66 | 0.53 | 0.58 | 0.58 | 0.5 | 0.58 | 0.57 | 0.63 | 0.95
**** | ****** | ****** | ****** | ****** | ****** | ****** | ****** | ****** | ****** | ****** | ****** | *****
***************************************************************************
Set | ID:EXCOMM | *** | c:\96plan\isaac\excomm.txt
Seg | Jan | Feb | Mar | Apr | May | Jun | Jul | Aug | Sep | Oct | Nov | Dec
--- | ----- | ----- | ----- | ----- | ----- | ----- | ----- | ----- | ----- | ----- | ----- | -----
1 | 4.25 | 3.57 | 3.61 | 3.53 | 3.14 | 2.86 | 3.03 | 3.28 | 2.76 | 3.54 | 3.39 | 4.37
2 | 3.88 | 3.6 | 3.89 | 3.53 | 3.15 | 2.82 | 2.87 | 2.83 | 2.89 | 3.46 | 3.56 | 3.99
3 | 1.24 | 0.92 | 0.83 | 0.92 | 0.66 | 1.27 | 0.87 | 0.65 | 0.66 | 1.21 | 1.1 | 1.22
4 | 0.62 | 0.63 | 0.57 | 0.57 | 0.48 | 0.48 | 0.49 | 0.42 | 0.51 | 0.49 | 0.58 | 0.85
***************************************************************************
---------------------- | ISAAC | Chronological | Mapping | Data | ------------------------
Comments | as | needed | ...
Chronological | hour | to | load | segment | mapping.
Hour | 1 | is | Midnight | to | 1AM, | etc.
********************************************************************************
| Day | Type/Load | Segment | Definition
-----------------------------------------------------------------------
Type | 1 | 2 | 3 | 4 | 5 | 6 | 7 | 8 | 9 | 10 | 11 | 12 | 13 | 14 | 15 | 16 | 17 | 18 | 19 | 20 | 21 | 22 | 23 | 24 | 1 | 2 | 3 | 4
-------- | -- | -- | -- | -- | -- | -- | -- | -- | -- | -- | -- | -- | -- | -- | -- | -- | -- | -- | -- | -- | -- | -- | -- | --
TYPE1 | 3 | 3 | 3 | 3 | 2 | 2 | 2 | 2 | 1 | 1 | 1 | 1 | 1 | 1 | 1 | 1 | 1 | 1 | 2 | 2 | 2 | 2 | 3 | 3 | 10 | 8 | 6 | 0
TYPE2 | 4 | 4 | 4 | 4 | 2 | 2 | 2 | 2 | 2 | 2 | 2 | 2 | 2 | 2 | 2 | 2 | 2 | 2 | 2 | 2 | 2 | 2 | 4 | 4 | 0 | 0 | 18 | 6
TYPE3 | 4 | 4 | 4 | 4 | 4 | 3 | 3 | 3 | 2 | 2 | 2 | 2 | 2 | 2 | 2 | 2 | 2 | 2 | 3 | 3 | 3 | 4 | 4 | 4 | 0 | 10 | 6 | 8
[13 empty] | -- | -- | -- | -- | -- | -- | -- | -- | -- | -- | -- | -- | bar: ID:EXCOMM Jan to c:\96plan\isaac\excomm.txt Dec
Day | Types | for | Day | of | Week
-------------------------- |  | 1 | 2 | 3 | 4
MONDAY | ¦TYPE1 | 10 | 8 | 6 | 0
TUESDAY | ¦TYPE1 | 10 | 8 | 6 | 0
WEDNESDAY | ¦TYPE1 | 10 | 8 | 6 | 0
THURSDAY | ¦TYPE1 | 10 | 8 | 6 | 0
FRIDAY | ¦TYPE1 | 10 | 8 | 6 | 0
SATURDAY | ¦TYPE2 | 0 | 0 | 18 | 6
SUNDAY | ¦TYPE2 | 0 | 0 | 18 | 6
|  | 50 | 40 | 66 | 12
52 weeks |  | 2600 | 2080 | 3432 | 624 | 8736
-9 Day |  | -90 | -72 | -54 | 0 | -216
|  | 2510 | 2008 | 3378 | 624 | 8520
HOLIDAY | ¦TYPE3 | 0 | 10 | 6 | 8
10 days |  | 0 | 100 | 60 | 80
|  | 2510 | 2108 | 3438 | 704 | 8760
|  | 28.65% | 24.06% | 39.25% | 8.037%

## NEW_RETRO
|  |  |  | PENET. |  | 29.41% | 23.53% | 52.94% | 82.35% | 100% | [16 empty] | HISTORIC
|  |  | 1994 | 1995 | 1996 | 1997 | 1998 | 1999 | 2000 | 2001 | 2002 | 2003 | 2004 | 2005 | 2006 | 2007 | 2008 | 2009 | 2010 | 2011 | 2012 | 2013 | 2014 | 2015 |  |  | ACCOMPLISHMENTS
95d2h - PUB | TOTAL 1057.3 1110.6 1165.2 1193.3 1213.3 1243.8 1287.9 1332.9 1384.0 1451.5 1518.2 1605.8 1665.2 1726.8 1760.9 | TOTAL | 1793.9 | 1886.3 | 1975.5 | 2064.2 | 2102.7 | 2164.9 | 2191.9 | 2216 | 2240.2 | 2269.8 | 2300.8 | 2339.1 | 2373.3 | 2419 | 2470.1 | 2523.5 | 2573.1 | 2623.7 | 2677.1 | 2729.7 | 2781.7 | 2834.3
95d2hf - PUB | TOTAL 1057.3 1110.6 1165.2 1193.3 1213.3 1243.8 1287.9 1332.9 1384.0 1451.5 1518.2 1605.8 1665.2 1726.8 1760.9 | TOTAL | 1793.9 | 1886.3 | 1975.5 | 2129.4 | 2180.7 | 2258.6 | 2298.6 | 2334.8 | 2371.5 | 2414.7 | 2460.2 | 2514.8 | 2563.9 | 2619.7 | 2681 | 2746.5 | 2808.8 | 2872.3 | 2939 | 3006.1 | 3074 | 3143.5 | 3143.5
SAVINGS: | TOTAL 2214.2 2249.8 2290.6 2336.6 2387.9 2445.3 2476.5 | TOTAL | 0 | 0 | 0 | -65.2 | -78 | -93.7 | -106.7 | -118.8 | -131.3 | -144.9 | -159.4 | -175.7 | -190.6 | -200.7 | -210.9 | -223 | -235.7 | -248.6 | -261.9 | -276.4 | -292.3 | -309.2
95d2h - PRI | TOTAL 1572.3 1620.3 1706.7 1766.6 1825.4 1858.5 1933.6 1999.1 2055.6 2148.6 2273.6 2382.1 2443.5 2519.5 2580.2 | TOTAL | 2595.4 | 2696.4 | 2774.4 | 2849.9 | 2909.4 | 2959.9 | 2998.9 | 3034.8 | 3086.3 | 3134.7 | 3204.9 | 3277.1 | 3342.2 | 3410.6 | 3489.4 | 3569.7 | 3654.2 | 3727.8 | 3815.6 | 3918.1 | 4015.3 | 4113.1
95d2hf - PRI | TOTAL 1572.3 1620.3 1706.7 1766.6 1825.4 1858.5 1933.6 1999.1 2055.6 2148.6 2273.6 2382.1 2443.5 2519.5 2580.2 | TOTAL | 2595.4 | 2696.4 | 2774.4 | 2929 | 3006.6 | 3080.8 | 3142.4 | 3201.2 | 3274.6 | 3345.3 | 3439.8 | 3537.3 | 3626.1 | 3714.3 | 3814 | 3917.1 | 4026.3 | 4122.2 | 4233.6 | 4363.9 | 4489.4 | 4614.7 | 4614.7
SAVINGS: | TOTAL 3426.1 3504.7 3575.6 3655.9 3752.0 3847.3 3913.1 | TOTAL | 0 | 0 | 0 | -79.1 | -97.2 | -120.9 | -143.5 | -166.4 | -188.3 | -210.6 | -234.9 | -260.2 | -283.9 | -303.7 | -324.6 | -347.4 | -372.1 | -394.4 | -418 | -445.8 | -474.1 | -501.6 | 7758.2 |  | 1991-1995 Retrofits:
[25 empty] | 25.6 |  | 97.55
95d2hna - PUB | TOTAL 1057.3 1110.6 1165.2 1193.3 1213.3 1243.8 1287.9 1332.9 1384.0 1451.5 1518.2 1605.8 1665.2 1726.8 1760.9 | TOTAL | 1793.9 | 1886.3 | 1975.5 | 1988.7 | 1955.7 | 1945 | 1902.9 | 1862.8 | 1821.1 | 1782.6 | 1743.4 | 1707 | 1669.9 | 1641.1 | 1614.8 | 1586.8 | 1554.5 | 1521.4 | 1489.4 | 1456.6 | 1420.4 | 1376.6
95d2hnaf - PUB | TOTAL 1057.3 1110.6 1165.2 1193.3 1213.3 1243.8 1287.9 1332.9 1384.0 1451.5 1518.2 1605.8 1665.2 1726.8 1760.9 | TOTAL | 1793.9 | 1886.3 | 1975.5 | 2045 | 2016.1 | 2012.7 | 1975.8 | 1940.3 | 1903.5 | 1870.1 | 1836.9 | 1807.6 | 1776.8 | 1749.1 | 1723.6 | 1697.8 | 1668.1 | 1637.6 | 1608.4 | 1579 | 1547 | 1506.1
SAVINGS: | TOTAL 2214.2 2249.8 2290.6 2336.6 2387.9 2445.3 2476.5 | TOTAL | 0 | 0 | 0 | -56.3 | -60.4 | -67.7 | -72.9 | -77.5 | -82.4 | -87.5 | -93.5 | -100.6 | -106.9 | -108 | -108.8 | -111 | -113.6 | -116.2 | -119 | -122.4 | -126.6 | -129.5
95d2hna - PRI | TOTAL 1572.3 1620.3 1706.7 1766.6 1825.4 1858.5 1933.6 1999.1 2055.6 2148.6 2273.6 2382.1 2443.5 2519.5 2580.2 | TOTAL | 2595.4 | 2696.4 | 2774.4 | 2742.7 | 2698.2 | 2645.3 | 2581.6 | 2517.5 | 2462 | 2401.3 | 2356.4 | 2308.3 | 2259.1 | 2211.2 | 2168.2 | 2123.8 | 2078.3 | 2034.6 | 2001.5 | 1979.9 | 1948.7 | 1901.7
95d2hnaf - PRI | TOTAL 1572.3 1620.3 1706.7 1766.6 1825.4 1858.5 1933.6 1999.1 2055.6 2148.6 2273.6 2382.1 2443.5 2519.5 2580.2 | TOTAL | 2595.4 | 2696.4 | 2774.4 | 2807 | 2766.3 | 2722.6 | 2666.5 | 2610.4 | 2561.6 | 2507.1 | 2469.4 | 2429.3 | 2387.1 | 2342.1 | 2302.4 | 2262.8 | 2223.3 | 2184.9 | 2157.7 | 2145.9 | 2124.1 | 2080.5
SAVINGS: | TOTAL 2214.2 2249.8 2290.6 2336.6 2387.9 2445.3 2476.5 | TOTAL | 0 | 0 | 0 | -64.3 | -68.1 | -77.3 | -84.9 | -92.9 | -99.6 | -105.8 | -113 | -121 | -128 | -130.9 | -134.2 | -139 | -145 | -150.3 | -156.2 | -166 | -175.4 | -178.8
92d2hna RNR - PUB |  |  | 1707.7 | 1788.5 | 1875.1 | 1883.5 | 1844.3 | 1821.5 | 1768.5 | 1716 | 1661.6 | 1609.8 | 1558.2 | 1507.8 | 1458.5 | 1425.6 | 1397.2 | 1366.7 | 1332.1 | 1296.4 | 1261.1 | 1225.5 | 1186.1 | 1139.4
SAVINGS: |  |  | 86.2 | 97.8 | 100.4 | 161.5 | 171.8 | 191.2 | 207.3 | 224.3 | 241.9 | 260.3 | 278.7 | 299.8 | 318.3 | 323.5 | 326.4 | 331.1 | 336 | 341.2 | 347.3 | 353.5 | 360.9 | 366.7 | 237.2
92d2hna RNR - PRI |  |  | 2494.7 | 2585.5 | 2664.2 | 2630.9 | 2579.2 | 2515.8 | 2441.5 | 2365.6 | 2297.2 | 2223.8 | 2165.7 | 2103.5 | 2042.6 | 1991.8 | 1947.6 | 1902.3 | 1855.7 | 1810.5 | 1774.9 | 1749.4 | 1714.6 | 1663.9
SAVINGS: |  |  | 100.7 | 110.9 | 110.2 | 111.8 | 119 | 129.5 | 140.1 | 151.9 | 164.8 | 177.5 | 190.7 | 204.8 | 216.5 | 219.4 | 220.6 | 221.5 | 222.6 | 224.1 | 226.6 | 230.5 | 234.1 | 237.8 | 59
95d2hex - PUB |  |  | 0 | 0 | 0 | -56.3 | -60.4 | -67.7 | -72.9 | -77.5 | -82.4 | -87.5 | -93.5 | -100.6 | -106.9 | -108 | -108.8 | -111 | -113.6 | -116.2 | -119 | -122.4 | -126.6 | -129.5 | -129.5
95d2hex - PRI |  |  | 0 | 0 | 0 | -64.3 | -68.1 | -77.3 | -84.9 | -92.9 | -99.6 | -105.8 | -113 | -121 | -128 | -130.9 | -134.2 | -139 | -145 | -150.3 | -156.2 | -166 | -175.4 | -178.8 | -178.8
95d2hnew - PUB |  |  | 0 | 0 | 0 | -8.9 | -17.6 | -26 | -33.8 | -41.3 | -48.9 | -57.4 | -65.9 | -75.1 | -83.7 | -92.7 | -102.1 | -112 | -122.1 | -132.4 | -142.9 | -154 | -165.7 | -179.7 | -308.3
95d2hnew - PRI |  |  | 0 | 0 | 0 | -14.8 | -29.1 | -43.6 | -58.6 | -73.5 | -88.7 | -104.8 | -121.9 | -139.2 | -155.9 | -172.8 | -190.4 | -208.4 | -227.1 | -244.1 | -261.8 | -279.8 | -298.7 | -322.8
new -ann MWa - PUB | [5 empty] | -8.7 | -8.7 | -8.4 | -7.8 | -7.5 | -7.6 | -8.5 | -8.5 | -9.2 | -8.6 | -9 | -9.4 | -9.9 | -10.1 | -10.3 | -10.5 | -11.1 | -11.7 | -14 | -179.5
new -ann MWa - PRI | [5 empty] | -14.3 | -14.3 | -14.5 | -15 | -14.9 | -15.2 | -16.1 | -17.1 | -17.3 | -16.7 | -16.9 | -17.6 | -18 | -18.7 | -17 | -17.7 | -18 | -18.9 | -24.1 | -322.3
| TOTAL 1799.3 1831.7 1869.0 1884.0 1863.9 1838.6 1799.6 1761.7 1725.7 1689.8 1657.1 1623.8 1589.0 1557.5 1525.5 | TOTAL |  |  |  | -23 | -23 | -22.9 | -22.8 | -22.4 | -22.8 | -24.6 | -25.6 | -26.5 | -25.3 | -25.9 | -27 | -27.9 | -28.8 | -27.3 | -28.2 | -29.1 | -30.6 | -38.1 | -501.8
| TOTAL 1494.1 1461.2 1431.2 1406.8 1386.3 1368.2 1325.4 | TOTAL
95d2mh - PUB | TOTAL 1057.3 1110.6 1165.2 1193.3 1213.3 1243.8 1287.9 1332.9 1384.0 1451.5 1518.2 1605.8 1665.2 1726.8 1765.6 | TOTAL | 1791.6 | 1850.1 | 1919.4 | 1990.3 | 2017 | 2063.3 | 2076 | 2082.8 | 2093.6 | 2105.4 | 2122.1 | 2140.8 | 2161.5 | 2187.1 | 2218.7 | 2251.5 | 2283.9 | 2318.7 | 2350.6 | 2377.2 | 2410.3 | 2437.1 | -810.1
95d2mhf - PUB | TOTAL 1057.3 1110.6 1165.2 1193.3 1213.3 1243.8 1287.9 1332.9 1384.0 1451.5 1518.2 1605.8 1665.2 1726.8 1765.6 | TOTAL | 1791.6 | 1850.1 | 1919.4 | 2053.3 | 2090.3 | 2149.4 | 2172.2 | 2188.1 | 2208.4 | 2230.3 | 2258.1 | 2289.2 | 2321.5 | 2353 | 2390.2 | 2430.9 | 2471.5 | 2515.3 | 2556.8 | 2593.9 | 2639.2 | 2678.6
SAVINGS: | TOTAL 2214.2 2249.8 2290.6 2336.6 2387.9 2445.3 2476.5 | TOTAL | 0 | 0 | 0 | -63 | -73.3 | -86.1 | -96.2 | -105.3 | -114.8 | -124.9 | -136 | -148.4 | -160 | -165.9 | -171.5 | -179.4 | -187.6 | -196.6 | -206.2 | -216.7 | -228.9 | -241.5
95d2mh - PRI | TOTAL 1572.3 1620.3 1706.7 1766.6 1825.4 1858.5 1933.6 1999.1 2055.6 2148.6 2273.6 2382.1 2443.5 2519.5 2582.2 | TOTAL | 2593.2 | 2652.1 | 2703.5 | 2755.8 | 2794.2 | 2827.1 | 2843.9 | 2857.5 | 2879.4 | 2899.7 | 2936.8 | 2974.6 | 3008.2 | 3049.6 | 3098.6 | 3147.5 | 3195.2 | 3234 | 3290.8 | 3355.9 | 3414.6 | 3475
95d2mhf - PRI | TOTAL 1572.3 1620.3 1706.7 1766.6 1825.4 1858.5 1933.6 1999.1 2055.6 2148.6 2273.6 2382.1 2443.5 2519.5 2582.2 | TOTAL | 2593.2 | 2652.1 | 2703.5 | 2831.4 | 2884.9 | 2938 | 2972.5 | 3003.9 | 3043.4 | 3081.9 | 3139.6 | 3198.4 | 3250.6 | 3307.1 | 3371.2 | 3437.1 | 3502.1 | 3556.6 | 3629.7 | 3714.9 | 3795.1 | 3873.9
SAVINGS: | TOTAL 2214.2 2249.8 2290.6 2336.6 2387.9 2445.3 2476.5 | TOTAL | 0 | 0 | 0 | -75.6 | -90.7 | -110.9 | -128.6 | -146.4 | -164 | -182.2 | -202.8 | -223.8 | -242.4 | -257.5 | -272.6 | -289.6 | -306.9 | -322.6 | -338.9 | -359 | -380.5 | -398.9
95d2mhna - PUB | TOTAL 1057.3 1110.6 1165.2 1193.3 1213.3 1243.8 1287.9 1332.9 1384.0 1451.5 1518.2 1605.8 1665.2 1726.8 1765.6 | TOTAL | 1791.6 | 1850.1 | 1919.4 | 1932 | 1904.6 | 1896.4 | 1858.5 | 1818.3 | 1781 | 1743.3 | 1708 | 1672.2 | 1639.3 | 1610.9 | 1585.8 | 1559.3 | 1530.9 | 1501.4 | 1470 | 1434 | 1400.1 | 1354.6
95d2mhnaf - PUB | TOTAL 1057.3 1110.6 1165.2 1193.3 1213.3 1243.8 1287.9 1332.9 1384.0 1451.5 1518.2 1605.8 1665.2 1726.8 1765.6 | TOTAL | 1791.6 | 1850.1 | 1919.4 | 1988.1 | 1964.6 | 1963.2 | 1929.8 | 1893.6 | 1860.5 | 1827.4 | 1797.5 | 1768.2 | 1741.3 | 1713.2 | 1687.8 | 1662.8 | 1636.4 | 1609 | 1580 | 1547.5 | 1517.9 | 1476.5
SAVINGS: | TOTAL 2214.2 2249.8 2290.6 2336.6 2387.9 2445.3 2476.5 | TOTAL | 0 | 0 | 0 | -56.1 | -60 | -66.8 | -71.3 | -75.3 | -79.5 | -84.1 | -89.5 | -96 | -102 | -102.3 | -102 | -103.5 | -105.5 | -107.6 | -110 | -113.5 | -117.8 | -121.9
95d2mhna - PRI | TOTAL 1572.3 1620.3 1706.7 1766.6 1825.4 1858.5 1933.6 1999.1 2055.6 2148.6 2273.6 2382.1 2443.5 2519.5 2582.2 | TOTAL | 2593.2 | 2652.1 | 2703.5 | 2669.8 | 2627.1 | 2579.4 | 2517.1 | 2454.5 | 2397.1 | 2336.9 | 2287.1 | 2235.7 | 2183.7 | 2137.6 | 2095.1 | 2051.4 | 2004.7 | 1958.5 | 1926.2 | 1899.8 | 1867.4 | 1821.5
95d2mhnaf - PRI | TOTAL 1572.3 1620.3 1706.7 1766.6 1825.4 1858.5 1933.6 1999.1 2055.6 2148.6 2273.6 2382.1 2443.5 2519.5 2582.2 | TOTAL | 2593.2 | 2652.1 | 2703.5 | 2733.3 | 2694.5 | 2655.5 | 2600.1 | 2544.8 | 2494 | 2440.7 | 2398.8 | 2355.8 | 2310.4 | 2267.3 | 2227.1 | 2187.2 | 2144.3 | 2101.7 | 2072.9 | 2054 | 2030.2 | 1987
SAVINGS: | TOTAL 2214.2 2249.8 2290.6 2336.6 2387.9 2445.3 2476.5 | TOTAL | 0 | 0 | 0 | -63.5 | -67.4 | -76.1 | -83 | -90.3 | -96.9 | -103.8 | -111.7 | -120.1 | -126.7 | -129.7 | -132 | -135.8 | -139.6 | -143.2 | -146.7 | -154.2 | -162.8 | -165.5
92d2mhna RNR - PUB |  |  | 1705.5 | 1752.5 | 1819.4 | 1827.3 | 1793.3 | 1772.9 | 1723.9 | 1671.4 | 1621 | 1570 | 1521.9 | 1472 | 1426 | 1393.7 | 1366.5 | 1337.4 | 1306.4 | 1273.9 | 1239.1 | 1200.1 | 1162 | 1113.1
SAVINGS: |  |  | 86.1 | 97.6 | 100 | 160.8 | 171.3 | 190.3 | 205.9 | 222.2 | 239.5 | 257.4 | 275.6 | 296.2 | 315.3 | 319.5 | 321.3 | 325.4 | 330 | 335.1 | 340.9 | 347.4 | 355.9 | 363.4 | 241.5
92d2mhna RNR - PRI |  |  | 2492.4 | 2541.3 | 2593.6 | 2558.3 | 2508.3 | 2449.8 | 2376.6 | 2302 | 2231.9 | 2159.4 | 2097.1 | 2032.3 | 1969.2 | 1920 | 1876.3 | 1831.5 | 1783.7 | 1736.2 | 1700.7 | 1670.1 | 1633.3 | 1583.3
SAVINGS: |  |  | 100.8 | 110.8 | 109.9 | 111.5 | 118.8 | 129.6 | 140.5 | 152.5 | 165.2 | 177.5 | 190 | 203.4 | 214.5 | 217.6 | 218.8 | 219.9 | 221 | 222.3 | 225.5 | 229.7 | 234.1 | 238.2 | 72.7
95d2mhex - PUB |  |  | 0 | 0 | 0 | -56.1 | -60 | -66.8 | -71.3 | -75.3 | -79.5 | -84.1 | -89.5 | -96 | -102 | -102.3 | -102 | -103.5 | -105.5 | -107.6 | -110 | -113.5 | -117.8 | -121.9 | -121.9
95d2mhex - PRI |  |  | 0 | 0 | 0 | -63.5 | -67.4 | -76.1 | -83 | -90.3 | -96.9 | -103.8 | -111.7 | -120.1 | -126.7 | -129.7 | -132 | -135.8 | -139.6 | -143.2 | -146.7 | -154.2 | -162.8 | -165.5 | -165.5
95d2mhnew - PUB |  |  | 0 | 0 | 0 | -6.9 | -13.3 | -19.3 | -24.9 | -30 | -35.3 | -40.8 | -46.5 | -52.4 | -58 | -63.6 | -69.5 | -75.9 | -82.1 | -89 | -96.2 | -103.2 | -111.1 | -119.6 | -287.4
95d2mhnew - PRI |  |  | 0 | 0 | 0 | -12.1 | -23.3 | -34.8 | -45.6 | -56.1 | -67.1 | -78.4 | -91.1 | -103.7 | -115.7 | -127.8 | -140.6 | -153.8 | -167.3 | -179.4 | -192.2 | -204.8 | -217.7 | -233.4
new -ann MWa - PUB | [5 empty] | -6.4 | -6.4 | -6 | -5.6 | -5.1 | -5.3 | -5.5 | -5.7 | -5.9 | -5.6 | -5.6 | -5.9 | -6.4 | -6.2 | -6.9 | -7.2 | -7 | -7.9 | -8.5 | -119.1
new -ann MWa - PRI | [5 empty] | -11.2 | -11.2 | -11.5 | -10.8 | -10.5 | -11 | -11.3 | -12.7 | -12.6 | -12 | -12.1 | -12.8 | -13.2 | -13.5 | -12.1 | -12.8 | -12.6 | -12.9 | -15.7 | -232.5
-351.6
| TOTAL 1450.8 1418.0 1387.0 1360.1 1336.7 1316.5 1285.3 | TOTAL
95d2m - PUB | TOTAL 1057.3 1110.6 1165.2 1193.3 1213.3 1243.8 1287.9 1332.9 1384.0 1451.4 1518.5 1606.1 1665.5 1727.1 1766.5 | TOTAL | 1789 | 1831.3 | 1891.9 | 1953 | 1976.6 | 2010.8 | 2014.7 | 2012.2 | 2013.9 | 2019.7 | 2024.9 | 2030.9 | 2038.7 | 2051.3 | 2068 | 2085.6 | 2104.5 | 2124.4 | 2146.4 | 2161.5 | 2185.3 | 2202
95d2mf - PUB | TOTAL 1057.3 1110.6 1165.2 1193.3 1213.3 1243.8 1287.9 1332.9 1384.0 1451.4 1518.5 1606.1 1665.5 1727.1 1766.5 | TOTAL | 1789 | 1831.3 | 1891.9 | 2015.1 | 2048 | 2093.7 | 2106.7 | 2112.2 | 2122.3 | 2136.9 | 2151.7 | 2168.4 | 2186.3 | 2203.2 | 2223.6 | 2246.8 | 2271.5 | 2298.3 | 2327.9 | 2351.9 | 2385.5 | 2412.6 | 2412.6
SAVINGS: | TOTAL 2214.2 2249.8 2290.6 2336.6 2387.9 2445.3 2476.5 | TOTAL | 0 | 0 | 0 | -62.1 | -71.4 | -82.9 | -92 | -100 | -108.4 | -117.2 | -126.8 | -137.5 | -147.6 | -151.9 | -155.6 | -161.2 | -167 | -173.9 | -181.5 | -190.4 | -200.2 | -210.6
95d2m - PRI | TOTAL 1572.3 1620.3 1706.7 1766.6 1825.5 1858.8 1934.0 2000.6 2056.7 2149.4 2274.4 2382.9 2444.2 2520.2 2583.7 | TOTAL | 2591.7 | 2626.1 | 2662.9 | 2699.5 | 2725.1 | 2743.2 | 2748.8 | 2751.6 | 2761.9 | 2768.7 | 2788.5 | 2808.4 | 2820.9 | 2839.8 | 2862.4 | 2889.1 | 2920 | 2941 | 2974.5 | 3012.2 | 3048 | 3083.7
95d2mf - PRI | TOTAL 1572.3 1620.3 1706.7 1766.6 1825.5 1858.8 1934.0 2000.6 2056.7 2149.4 2274.4 2382.9 2444.2 2520.2 2583.7 | TOTAL | 2591.7 | 2626.1 | 2662.9 | 2772.2 | 2811.4 | 2847.7 | 2869.1 | 2887.4 | 2912.8 | 2934.6 | 2970.8 | 3007.7 | 3035.6 | 3066.3 | 3101.9 | 3143.7 | 3188.6 | 3221.6 | 3267.6 | 3321.1 | 3373.6 | 3423.6 | 3423.6
SAVINGS: | TOTAL 2214.2 2249.8 2290.6 2336.6 2387.9 2445.3 2476.5 | TOTAL | 0 | 0 | 0 | -72.7 | -86.3 | -104.5 | -120.3 | -135.8 | -150.9 | -165.9 | -182.3 | -199.3 | -214.7 | -226.5 | -239.5 | -254.6 | -268.6 | -280.6 | -293.1 | -308.9 | -325.6 | -339.9 | 5836.2
|  |  | PENET. 1995: 4457.4; 100% 2015: -550.5 | -0.094325
95d2mna - PUB | TOTAL 1057.3 1110.6 1165.2 1193.3 1213.3 1243.8 1287.9 1332.9 1384.0 1451.4 1518.5 1606.1 1665.5 1727.1 1766.5 | TOTAL | 1789 | 1831.3 | 1891.9 | 1903.6 | 1880.1 | 1868.8 | 1830.8 | 1790.6 | 1752.9 | 1717.6 | 1681.2 | 1643.2 | 1608.1 | 1577.4 | 1549.4 | 1520.1 | 1490 | 1458.9 | 1428.6 | 1392.7 | 1360.5 | 1316.4
95d2mnaf - PUB | TOTAL 1057.3 1110.6 1165.2 1193.3 1213.3 1243.8 1287.9 1332.9 1384.0 1451.4 1518.5 1606.1 1665.5 1727.1 1766.5 | TOTAL | 1789 | 1831.3 | 1891.9 | 1959.8 | 1940.2 | 1935.5 | 1902 | 1865.6 | 1832.1 | 1801.3 | 1769.9 | 1737.9 | 1708.4 | 1677.9 | 1649 | 1620.6 | 1591.5 | 1562 | 1533.8 | 1501.3 | 1473.2 | 1433.7 | 3348.5
SAVINGS: | TOTAL 2214.2 2249.8 2290.6 2336.6 2387.9 2445.3 2476.5 | TOTAL | 0 | 0 | 0 | -56.2 | -60.1 | -66.7 | -71.2 | -75 | -79.2 | -83.7 | -88.7 | -94.7 | -100.3 | -100.5 | -99.6 | -100.5 | -101.5 | -103.1 | -105.2 | -108.6 | -112.7 | -117.3
95d2mna - PRI | TOTAL 1572.3 1620.3 1706.7 1766.6 1825.5 1858.8 1934.0 2000.6 2056.7 2149.4 2274.4 2382.9 2444.2 2520.2 2583.7 | TOTAL | 2591.7 | 2626.1 | 2662.9 | 2626.8 | 2583.6 | 2535 | 2475.6 | 2415.6 | 2360.5 | 2300.7 | 2250.9 | 2199.5 | 2145.2 | 2095.5 | 2046.7 | 2000.2 | 1954.1 | 1907.1 | 1870.5 | 1837.6 | 1801.8 | 1755.3
95d2mnaf - PRI | TOTAL 1572.3 1620.3 1706.7 1766.6 1825.5 1858.8 1934.0 2000.6 2056.7 2149.4 2274.4 2382.9 2444.2 2520.2 2583.7 | TOTAL | 2591.7 | 2626.1 | 2662.9 | 2689.3 | 2649.8 | 2610 | 2557.4 | 2504.6 | 2455.6 | 2402.1 | 2359.1 | 2315.4 | 2267.5 | 2220.6 | 2175.1 | 2133.2 | 2090.8 | 2047.2 | 2013.4 | 1987 | 1958.3 | 1914.8
SAVINGS: | TOTAL 2214.2 2249.8 2290.6 2336.6 2387.9 2445.3 2476.5 | TOTAL | 0 | 0 | 0 | -62.5 | -66.2 | -75 | -81.8 | -89 | -95.1 | -101.4 | -108.2 | -115.9 | -122.3 | -125.1 | -128.4 | -133 | -136.7 | -140.1 | -142.9 | -149.4 | -156.5 | -159.5
|  |  | 100% 2015: -276.8 | -273.7
92d2mna RNR - PUB |  |  | 1702.6 | 1733.4 | 1791.6 | 1798.7 | 1768.5 | 1745.1 | 1695.9 | 1643.3 | 1592.7 | 1543.9 | 1494.8 | 1442.9 | 1395 | 1360.6 | 1330.8 | 1299.4 | 1266.9 | 1233.1 | 1199.6 | 1160.2 | 1124 | 1076.6
SAVINGS: |  |  | 86.4 | 97.9 | 100.3 | 161.1 | 171.7 | 190.4 | 206.1 | 222.3 | 239.4 | 257.4 | 275.1 | 295 | 313.4 | 317.3 | 318.2 | 321.2 | 324.6 | 328.9 | 334.2 | 341.1 | 349.2 | 357.1 | 239.8
92d2mna RNR - PRI |  |  | 2490.5 | 2514.8 | 2552.6 | 2515 | 2464.5 | 2405 | 2334.4 | 2262.1 | 2193.7 | 2121.2 | 2058.4 | 1993.5 | 1928.6 | 1876 | 1826.5 | 1779.4 | 1732.4 | 1684.4 | 1645.3 | 1608.7 | 1568.8 | 1518.9
SAVINGS: |  |  | 101.2 | 111.3 | 110.3 | 111.8 | 119.1 | 130 | 141.2 | 153.5 | 166.8 | 179.5 | 192.5 | 206 | 216.6 | 219.5 | 220.2 | 220.8 | 221.7 | 222.7 | 225.2 | 228.9 | 233 | 236.4 | 76.9 | 72.4723
95d2mex - PUB |  |  | 0 | 0 | 0 | -56.2 | -60.1 | -66.7 | -71.2 | -75 | -79.2 | -83.7 | -88.7 | -94.7 | -100.3 | -100.5 | -99.6 | -100.5 | -101.5 | -103.1 | -105.2 | -108.6 | -112.7 | -117.3 | -117.3
95d2mex - PRI |  |  | 0 | 0 | 0 | -62.5 | -66.2 | -75 | -81.8 | -89 | -95.1 | -101.4 | -108.2 | -115.9 | -122.3 | -125.1 | -128.4 | -133 | -136.7 | -140.1 | -142.9 | -149.4 | -156.5 | -159.5 | -159.5
95d2mnew - PUB |  |  | 0 | 0 | 0 | -5.9 | -11.3 | -16.2 | -20.8 | -25 | -29.2 | -33.5 | -38.1 | -42.8 | -47.3 | -51.4 | -56 | -60.7 | -65.5 | -70.8 | -76.3 | -81.8 | -87.5 | -93.3 | -276.8 | 137.73
95d2mnew - PRI |  |  | 0 | 0 | 0 | -10.2 | -20.1 | -29.5 | -38.5 | -46.8 | -55.8 | -64.5 | -74.1 | -83.4 | -92.4 | -101.4 | -111.1 | -121.6 | -131.9 | -140.5 | -150.2 | -159.5 | -169.1 | -180.4
new -ann MWa - PUB | [5 empty] | -5.4 | -5.4 | -4.9 | -4.6 | -4.2 | -4.2 | -4.3 | -4.6 | -4.7 | -4.5 | -4.1 | -4.6 | -4.7 | -4.8 | -5.3 | -5.5 | -5.5 | -5.7 | -5.8 | -92.8
new -ann MWa - PRI | [5 empty] | -9.9 | -9.9 | -9.4 | -9 | -8.3 | -9 | -8.7 | -9.6 | -9.3 | -9 | -9 | -9.7 | -10.5 | -10.3 | -8.6 | -9.7 | -9.3 | -9.6 | -11.3 | -180.1
| TOTAL 1789.2 1806.1 1826.1 1844.0 1817.5 1789.8 1746.9 1705.9 1666.5 1625.3 1588.1 1550.0 1510.8 1476.0 1439.5 | TOTAL |  |  |  | -4.5 | -3.6 | -7.5706 | -11.2 | -12.5 | -13.2 | -13 | -14.2 | -14 | -13.5 | -13.1 | -14.3 | -15.2 | -15.1 | -13.9 | -15.2 | -14.8 | -15.3 | -17.1 | -272.9 | 241.2706 | 451.4729
| TOTAL 1406.0 1371.7 1339.1 1308.5 1282.7 1260.5 1229.2 | TOTAL | [24 empty] | 7.736%
95d2ml - PUB | TOTAL 1057.3 1110.6 1165.2 1193.3 1213.3 1243.8 1287.9 1332.9 1384.0 1451.5 1518.2 1605.8 1665.2 1726.8 1768.3 | TOTAL | 1787.4 | 1817.4 | 1870.7 | 1926.7 | 1948.7 | 1974.6 | 1973.6 | 1964.9 | 1960.8 | 1960.8 | 1960.3 | 1961.3 | 1962.2 | 1969 | 1979.7 | 1990.9 | 2000.8 | 2010.7 | 2022.5 | 2029.5 | 2043.7 | 2052.7
95d2mlf - PUB | TOTAL 1057.3 1110.6 1165.2 1193.3 1213.3 1243.8 1287.9 1332.9 1384.0 1451.5 1518.2 1605.8 1665.2 1726.8 1768.3 | TOTAL | 1787.4 | 1817.4 | 1870.7 | 1987.3 | 2017.7 | 2054.3 | 2061.7 | 2060.2 | 2063.8 | 2072 | 2080.1 | 2091 | 2101 | 2111 | 2124.3 | 2140.1 | 2154.6 | 2170.1 | 2188.2 | 2203.2 | 2225.5 | 2244
SAVINGS: | TOTAL 2214.2 2249.8 2290.6 2336.6 2387.9 2445.3 2476.5 | TOTAL | 0 | 0 | 0 | -60.6 | -69 | -79.7 | -88.1 | -95.3 | -103 | -111.2 | -119.8 | -129.7 | -138.8 | -142 | -144.6 | -149.2 | -153.8 | -159.4 | -165.7 | -173.7 | -181.8 | -191.3
95d2ml - PRI | TOTAL 1572.3 1620.3 1706.7 1766.6 1825.4 1858.5 1933.6 1999.1 2055.6 2148.6 2273.6 2382.1 2443.5 2519.5 2584.1 | TOTAL | 2593.5 | 2615.6 | 2643.5 | 2670.2 | 2684.2 | 2690.3 | 2684.2 | 2675.7 | 2673.7 | 2671.3 | 2679.3 | 2687 | 2685.7 | 2690.4 | 2699.6 | 2714.1 | 2730 | 2736.2 | 2755.9 | 2782.7 | 2812.4 | 2840.4
95d2mlf - PRI | TOTAL 1572.3 1620.3 1706.7 1766.6 1825.4 1858.5 1933.6 1999.1 2055.6 2148.6 2273.6 2382.1 2443.5 2519.5 2584.1 | TOTAL | 2593.5 | 2615.6 | 2643.5 | 2740.7 | 2766.3 | 2788.7 | 2796.7 | 2802.1 | 2813.5 | 2824.4 | 2846.8 | 2869.6 | 2881.1 | 2895.2 | 2913.9 | 2939.4 | 2966.2 | 2981.7 | 3011 | 3051.5 | 3095.6 | 3136.9
SAVINGS: | TOTAL 2214.2 2249.8 2290.6 2336.6 2387.9 2445.3 2476.5 | TOTAL | 0 | 0 | 0 | -70.5 | -82.1 | -98.4 | -112.5 | -126.4 | -139.8 | -153.1 | -167.5 | -182.6 | -195.4 | -204.8 | -214.3 | -225.3 | -236.2 | -245.5 | -255.1 | -268.8 | -283.2 | -296.5
95d2mlna - PUB | TOTAL 1057.3 1110.6 1165.2 1193.3 1213.3 1243.8 1287.9 1332.9 1384.0 1451.5 1518.2 1605.8 1665.2 1726.8 1768.3 | TOTAL | 1787.4 | 1817.4 | 1870.7 | 1881.8 | 1861.6 | 1847.1 | 1808.7 | 1767.5 | 1729.5 | 1693.9 | 1657.1 | 1619.7 | 1583.9 | 1553.1 | 1524.5 | 1494.4 | 1462.5 | 1428.6 | 1395.4 | 1357.9 | 1324.1 | 1280.3
95d2mlnaf - PUB | TOTAL 1057.3 1110.6 1165.2 1193.3 1213.3 1243.8 1287.9 1332.9 1384.0 1451.5 1518.2 1605.8 1665.2 1726.8 1768.3 | TOTAL | 1787.4 | 1817.4 | 1870.7 | 1937.1 | 1920.5 | 1912.5 | 1878.5 | 1841.2 | 1807.4 | 1776.2 | 1744.2 | 1712.8 | 1682.5 | 1651.3 | 1621.5 | 1592.2 | 1560.8 | 1528.1 | 1496.6 | 1462.9 | 1432.5 | 1393.6
SAVINGS: | TOTAL 2214.2 2249.8 2290.6 2336.6 2387.9 2445.3 2476.5 | TOTAL | 0 | 0 | 0 | -55.3 | -58.9 | -65.4 | -69.8 | -73.7 | -77.9 | -82.3 | -87.1 | -93.1 | -98.6 | -98.2 | -97 | -97.8 | -98.3 | -99.5 | -101.2 | -105 | -108.4 | -113.3
95d2mlna - PRI | TOTAL 1572.3 1620.3 1706.7 1766.6 1825.4 1858.5 1933.6 1999.1 2055.6 2148.6 2273.6 2382.1 2443.5 2519.5 2584.1 | TOTAL | 2593.5 | 2615.6 | 2643.5 | 2605.4 | 2559.2 | 2507.5 | 2445.4 | 2383.2 | 2325.4 | 2265.8 | 2213.9 | 2159.9 | 2102.2 | 2048.5 | 1997.6 | 1949.8 | 1901.1 | 1851.6 | 1813.8 | 1780.6 | 1748.1 | 1704
95d2mlnaf - PRI | TOTAL 1572.3 1620.3 1706.7 1766.6 1825.4 1858.5 1933.6 1999.1 2055.6 2148.6 2273.6 2382.1 2443.5 2519.5 2584.1 | TOTAL | 2593.5 | 2615.6 | 2643.5 | 2667.2 | 2624.5 | 2581.2 | 2525.8 | 2470.5 | 2418.8 | 2365.1 | 2319.8 | 2272.8 | 2220.9 | 2169.4 | 2120.8 | 2076.5 | 2030.8 | 1984.2 | 1948.8 | 1921.8 | 1895.9 | 1855.4
SAVINGS: | TOTAL 2214.2 2249.8 2290.6 2336.6 2387.9 2445.3 2476.5 | TOTAL | 0 | 0 | 0 | -61.8 | -65.3 | -73.7 | -80.4 | -87.3 | -93.4 | -99.3 | -105.9 | -112.9 | -118.7 | -120.9 | -123.2 | -126.7 | -129.7 | -132.6 | -135 | -141.2 | -147.8 | -151.4
92d2mlna RNR - PUB |  |  | 1701.5 | 1720.4 | 1771.5 | 1778 | 1750.9 | 1724.7 | 1675.4 | 1622.2 | 1571.4 | 1522.7 | 1473.4 | 1422.4 | 1374.3 | 1339.8 | 1309.5 | 1277.5 | 1243.5 | 1207.5 | 1171.7 | 1131 | 1093.5 | 1046.4
SAVINGS: |  |  | 85.9 | 97 | 99.2 | 159.1 | 169.6 | 187.8 | 203.1 | 219 | 236 | 253.5 | 270.8 | 290.4 | 308.2 | 311.5 | 312 | 314.7 | 317.3 | 320.6 | 324.9 | 331.9 | 339 | 347.2 | 233.9
92d2mlna RNR - PRI |  |  | 2492.7 | 2504.8 | 2533.7 | 2494.2 | 2440.9 | 2378.5 | 2305.4 | 2231 | 2160.2 | 2087.8 | 2023.1 | 1955.1 | 1886.7 | 1830.2 | 1778.5 | 1730.1 | 1680.9 | 1630.8 | 1590.8 | 1554.2 | 1517.6 | 1469.9
SAVINGS: |  |  | 100.8 | 110.8 | 109.8 | 111.2 | 118.3 | 129 | 140 | 152.2 | 165.2 | 178 | 190.8 | 204.8 | 215.5 | 218.3 | 219.1 | 219.7 | 220.2 | 220.8 | 223 | 226.4 | 230.5 | 234.1 | 82.7
95d2mlex - PUB |  |  | 0 | 0 | 0 | -55.3 | -58.9 | -65.4 | -69.8 | -73.7 | -77.9 | -82.3 | -87.1 | -93.1 | -98.6 | -98.2 | -97 | -97.8 | -98.3 | -99.5 | -101.2 | -105 | -108.4 | -113.3 | -113.3
95d2mlex - PRI |  |  | 0 | 0 | 0 | -61.8 | -65.3 | -73.7 | -80.4 | -87.3 | -93.4 | -99.3 | -105.9 | -112.9 | -118.7 | -120.9 | -123.2 | -126.7 | -129.7 | -132.6 | -135 | -141.2 | -147.8 | -151.4 | -151.4
95d2mlnew - PUB |  |  | 0 | 0 | 0 | -5.3 | -10.1 | -14.3 | -18.3 | -21.6 | -25.1 | -28.9 | -32.7 | -36.6 | -40.2 | -43.8 | -47.6 | -51.4 | -55.5 | -59.9 | -64.5 | -68.7 | -73.4 | -78 | -264.7
95d2mlnew - PRI |  |  | 0 | 0 | 0 | -8.7 | -16.8 | -24.7 | -32.1 | -39.1 | -46.4 | -53.8 | -61.6 | -69.7 | -76.7 | -83.9 | -91.1 | -98.6 | -106.5 | -112.9 | -120.1 | -127.6 | -135.4 | -145.1
new -ann MWa - PUB | [5 empty] | -4.8 | -4.8 | -4.2 | -4 | -3.3 | -3.5 | -3.8 | -3.8 | -3.9 | -3.6 | -3.6 | -3.8 | -3.8 | -4.1 | -4.4 | -4.6 | -4.2 | -4.7 | -4.6 | -77.5
new -ann MWa - PRI | [5 empty] | -8.1 | -8.1 | -7.9 | -7.4 | -7 | -7.3 | -7.4 | -7.8 | -8.1 | -7 | -7.2 | -7.2 | -7.5 | -7.9 | -6.4 | -7.2 | -7.5 | -7.8 | -9.7 | -144.5
| TOTAL 1789.2 1804.5 1819.9 1837.3 1809.1 1780.1 1736.2 1695.6 1656.2 1615.4 1577.4 1538.4 1496.7 1461.0 1424.6 | TOTAL | [22 empty] | -222
| TOTAL 1390.0 1354.4 1320.3 1288.0 1260.2 1237.1 1206.4 | TOTAL
95d2l - PUB | TOTAL 1057.3 1110.6 1165.2 1193.3 1213.3 1243.8 1287.9 1332.9 1384.0 1451.5 1518.2 1605.8 1665.2 1726.8 1770.1 | TOTAL | 1787.9 | 1806.3 | 1851.2 | 1901.9 | 1918.7 | 1939.2 | 1932.2 | 1917.7 | 1907.7 | 1902 | 1895.6 | 1890.4 | 1885.4 | 1884.8 | 1888.7 | 1892.7 | 1895.2 | 1897.8 | 1899.1 | 1895.2 | 1900.6 | 1899
95d2lf - PUB | TOTAL 1057.3 1110.6 1165.2 1193.3 1213.3 1243.8 1287.9 1332.9 1384.0 1451.5 1518.2 1605.8 1665.2 1726.8 1770.1 | TOTAL | 1787.9 | 1806.3 | 1851.2 | 1961.5 | 1985.5 | 2015.5 | 2015.7 | 2007.5 | 2004 | 2005.4 | 2006.7 | 2010.5 | 2013.9 | 2015.9 | 2021.6 | 2029.1 | 2035.3 | 2042.7 | 2049.5 | 2053.3 | 2066.5 | 2073.6 | 2073.6
SAVINGS: | TOTAL 2214.2 2249.8 2290.6 2336.6 2387.9 2445.3 2476.5 | TOTAL | 0 | 0 | 0 | -59.6 | -66.8 | -76.3 | -83.5 | -89.8 | -96.3 | -103.4 | -111.1 | -120.1 | -128.5 | -131.1 | -132.9 | -136.4 | -140.1 | -144.9 | -150.4 | -158.1 | -165.9 | -174.6
95d2l - PRI | TOTAL 1572.3 1620.3 1706.7 1766.6 1825.4 1858.5 1933.6 1999.1 2055.6 2148.6 2273.6 2382.1 2443.5 2519.5 2585.2 | TOTAL | 2591.3 | 2598.2 | 2616.5 | 2634.5 | 2640.2 | 2637.6 | 2621.5 | 2602.9 | 2590.1 | 2576.6 | 2574.6 | 2571.8 | 2558.7 | 2551.1 | 2547.8 | 2550 | 2552.1 | 2543.2 | 2543.6 | 2550.3 | 2561.9 | 2572.9
95d2lf - PRI | TOTAL 1572.3 1620.3 1706.7 1766.6 1825.4 1858.5 1933.6 1999.1 2055.6 2148.6 2273.6 2382.1 2443.5 2519.5 2585.2 | TOTAL | 2591.3 | 2598.2 | 2616.5 | 2703.9 | 2718.8 | 2729.6 | 2725.3 | 2718.2 | 2716.1 | 2713.7 | 2723.1 | 2732.7 | 2730.4 | 2730.1 | 2733.9 | 2743.7 | 2753.7 | 2751.5 | 2759.1 | 2776.6 | 2800.2 | 2820.6 | 2820.6
SAVINGS: | TOTAL 2214.2 2249.8 2290.6 2336.6 2387.9 2445.3 2476.5 | TOTAL | 0 | 0 | 0 | -69.4 | -78.6 | -92 | -103.8 | -115.3 | -126 | -137.1 | -148.5 | -160.9 | -171.7 | -179 | -186.1 | -193.7 | -201.6 | -208.3 | -215.5 | -226.3 | -238.3 | -247.7 | 4894.2
31.3
95d2lna - PUB | TOTAL 1057.3 1110.6 1165.2 1193.3 1213.3 1243.8 1287.9 1332.9 1384.0 1451.5 1518.2 1605.8 1665.2 1726.8 1770.1 | TOTAL | 1787.9 | 1806.3 | 1851.2 | 1862.8 | 1843.7 | 1829.4 | 1791.2 | 1750.2 | 1712.7 | 1677.8 | 1640.8 | 1604.2 | 1568.8 | 1537.4 | 1509.3 | 1479.5 | 1447.3 | 1413.1 | 1378 | 1337.5 | 1303.4 | 1258.4
95d2lnaf - PUB | TOTAL 1057.3 1110.6 1165.2 1193.3 1213.3 1243.8 1287.9 1332.9 1384.0 1451.5 1518.2 1605.8 1665.2 1726.8 1770.1 | TOTAL | 1787.9 | 1806.3 | 1851.2 | 1917.7 | 1901.8 | 1893.5 | 1859.3 | 1821.8 | 1787.9 | 1757.2 | 1724.7 | 1694.1 | 1664.4 | 1632.7 | 1603.2 | 1573.8 | 1542.1 | 1509.3 | 1476.1 | 1439.7 | 1409.6 | 1369.7
SAVINGS: | TOTAL 2214.2 2249.8 2290.6 2336.6 2387.9 2445.3 2476.5 | TOTAL | 0 | 0 | 0 | -54.9 | -58.1 | -64.1 | -68.1 | -71.6 | -75.2 | -79.4 | -83.9 | -89.9 | -95.6 | -95.3 | -93.9 | -94.3 | -94.8 | -96.2 | -98.1 | -102.2 | -106.2 | -111.3
95d2lna - PRI | TOTAL 1572.3 1620.3 1706.7 1766.6 1825.4 1858.5 1933.6 1999.1 2055.6 2148.6 2273.6 2382.1 2443.5 2519.5 2585.2 | TOTAL | 2591.3 | 2598.2 | 2616.5 | 2577.8 | 2531.7 | 2480.1 | 2417.6 | 2354.8 | 2296.3 | 2236.1 | 2184.6 | 2130.6 | 2072.2 | 2017.7 | 1966.1 | 1918.5 | 1868.3 | 1816.8 | 1772.5 | 1733.4 | 1697 | 1651.8
95d2lnaf - PRI | TOTAL 1572.3 1620.3 1706.7 1766.6 1825.4 1858.5 1933.6 1999.1 2055.6 2148.6 2273.6 2382.1 2443.5 2519.5 2585.2 | TOTAL | 2591.3 | 2598.2 | 2616.5 | 2639.5 | 2595.9 | 2551.4 | 2494.7 | 2438.2 | 2384.9 | 2330.1 | 2283.9 | 2236.2 | 2183.4 | 2130.6 | 2080.4 | 2034.8 | 1986.4 | 1936.9 | 1894.6 | 1861.1 | 1831.3 | 1789.6
SAVINGS: | TOTAL 2214.2 2249.8 2290.6 2336.6 2387.9 2445.3 2476.5 | TOTAL | 0 | 0 | 0 | -61.7 | -64.2 | -71.3 | -77.1 | -83.4 | -88.6 | -94 | -99.3 | -105.6 | -111.2 | -112.9 | -114.3 | -116.3 | -118.1 | -120.1 | -122.1 | -127.7 | -134.3 | -137.8
92d2lna RNR - PUB |  |  | 1702.2 | 1709.7 | 1752.5 | 1759.6 | 1733.7 | 1707.8 | 1658.8 | 1605.8 | 1555.7 | 1507.7 | 1458.5 | 1408.3 | 1360.7 | 1325.7 | 1295.8 | 1264.2 | 1230.1 | 1193.9 | 1156.4 | 1113 | 1075 | 1027
SAVINGS: |  |  | 85.7 | 96.6 | 98.7 | 158.1 | 168.1 | 185.7 | 200.5 | 216 | 232.2 | 249.5 | 266.2 | 285.8 | 303.7 | 307 | 307.4 | 309.6 | 312 | 315.4 | 319.7 | 326.7 | 334.6 | 342.7 | 231.4
92d2lna RNR - PRI |  |  | 2490.4 | 2487.3 | 2506.7 | 2466.6 | 2413.5 | 2351.2 | 2277.8 | 2203 | 2131.6 | 2058.6 | 1994.5 | 1926.8 | 1857.9 | 1800.6 | 1748.3 | 1700.1 | 1649.4 | 1597.4 | 1551.1 | 1508.7 | 1468.2 | 1419.3
SAVINGS: |  |  | 100.9 | 110.9 | 109.8 | 111.2 | 118.2 | 128.9 | 139.8 | 151.8 | 164.7 | 177.5 | 190.1 | 203.8 | 214.3 | 217.1 | 217.8 | 218.4 | 218.9 | 219.4 | 221.4 | 224.7 | 228.8 | 232.5 | 94.7
95d2lex - PUB |  |  | 0 | 0 | 0 | -54.9 | -58.1 | -64.1 | -68.1 | -71.6 | -75.2 | -79.4 | -83.9 | -89.9 | -95.6 | -95.3 | -93.9 | -94.3 | -94.8 | -96.2 | -98.1 | -102.2 | -106.2 | -111.3 | -111.3
95d2lex - PRI |  |  | 0 | 0 | 0 | -61.7 | -64.2 | -71.3 | -77.1 | -83.4 | -88.6 | -94 | -99.3 | -105.6 | -111.2 | -112.9 | -114.3 | -116.3 | -118.1 | -120.1 | -122.1 | -127.7 | -134.3 | -137.8 | -137.8
95d2lnew - PUB |  |  | 0 | 0 | 0 | -4.7 | -8.7 | -12.2 | -15.4 | -18.2 | -21.1 | -24 | -27.2 | -30.2 | -32.9 | -35.8 | -39 | -42.1 | -45.3 | -48.7 | -52.3 | -55.9 | -59.7 | -63.3 | -249.1
95d2lnew - PRI |  |  | 0 | 0 | 0 | -7.7 | -14.4 | -20.7 | -26.7 | -31.9 | -37.4 | -43.1 | -49.2 | -55.3 | -60.5 | -66.1 | -71.8 | -77.4 | -83.5 | -88.2 | -93.4 | -98.6 | -104 | -109.9
new -ann MWa - PUB | [5 empty] | -4 | -4 | -3.5 | -3.2 | -2.8 | -2.9 | -2.9 | -3.2 | -3 | -2.7 | -2.9 | -3.2 | -3.1 | -3.2 | -3.4 | -3.6 | -3.6 | -3.8 | -3.6 | -62.6
new -ann MWa - PRI | [5 empty] | -6.7 | -6.7 | -6.3 | -6 | -5.2 | -5.5 | -5.7 | -6.1 | -6.1 | -5.2 | -5.6 | -5.7 | -5.6 | -6.1 | -4.7 | -5.2 | -5.2 | -5.4 | -5.9 | -108.9
-171.5
| TOTAL 1821.2 1854.6 1892.8 1940.2 1966.2 1986.8 1988.5 1986.6 1988.3 1988.4 1994.6 2000.9 2005.0 2014.4 2024.9 | TOTAL | [22 empty] | -420.6
| TOTAL 2040.5 2056.9 2078.0 2101.1 2131.6 2168.1 2201.9 | TOTAL
| TOTAL 2658.6 2703.2 2748.8 2796.9 2825.9 2848.2 2854.5 2861.0 2874.7 2881.0 2900.4 2925.5 2941.7 2960.3 2984.5 | TOTAL
| TOTAL 3018.1 3051.9 3074.2 3106.1 3151.4 3195.3 3240.8 | TOTAL
95d2mf - PUB | TOTAL 1057.3 1110.6 1165.2 1193.3 1213.3 1243.8 1287.9 1332.9 1384.0 1451.4 1518.5 1606.1 1665.5 1727.1 1766.5 | TOTAL | 1789.2 | 1806.1 | 1826.1 | 1889.6 | 1907.9 | 1921.6 | 1917.6 | 1910.8 | 1907.3 | 1902.3 | 1903 | 1903.8 | 1902.5 | 1906.4 | 1911.2 | 1920.7 | 1930.9 | 1945.4 | 1961.2 | 1984 | 2012.3 | 2038
95d2mf91jh1 - PUB | TOTAL 1057.3 1110.6 1165.2 1193.3 1213.3 1243.8 1287.9 1332.9 1384.0 1451.4 1518.5 1606.1 1665.5 1733.3 1782.3 | TOTAL | 1821.2 | 1854.6 | 1892.8 | 1940.2 | 1966.2 | 1986.8 | 1988.5 | 1986.6 | 1988.3 | 1988.4 | 1994.6 | 2000.9 | 2005 | 2014.4 | 2024.9 | 2040.5 | 2056.9 | 2078 | 2101.1 | 2131.6 | 2168.1 | 2201.9
|  |  | -32 | -48.5 | -66.7 | -50.6 | -58.3 | -65.2 | -70.9 | -75.8 | -81 | -86.1 | -91.6 | -97.1 | -102.5 | -108 | -113.7 | -119.8 | -126 | -132.6 | -139.9 | -147.6 | -155.8 | -163.9
95d2mf - PRI | TOTAL 1572.3 1620.3 1706.7 1766.6 1825.5 1858.8 1934.0 2000.6 2056.7 2149.4 2274.4 2382.9 2444.2 2520.2 2583.7 | TOTAL | 2608.9 | 2628.4 | 2646 | 2708.9 | 2726.5 | 2738.4 | 2735.6 | 2733.5 | 2738.4 | 2736.1 | 2746.4 | 2762.1 | 2769.8 | 2779.5 | 2794.6 | 2818.7 | 2843.3 | 2857.9 | 2881.4 | 2918.1 | 2953.4 | 2989.9
95d2mf91jh1 - PRI | TOTAL 1572.3 1620.3 1706.7 1766.6 1825.5 1858.8 1934.0 2000.6 2056.7 2149.4 2274.4 2382.9 2444.2 2530.8 2606.6 | TOTAL | 2658.6 | 2703.2 | 2748.8 | 2796.9 | 2825.9 | 2848.2 | 2854.5 | 2861 | 2874.7 | 2881 | 2900.4 | 2925.5 | 2941.7 | 2960.3 | 2984.5 | 3018.1 | 3051.9 | 3074.2 | 3106.1 | 3151.4 | 3195.3 | 3240.8
|  |  | -49.7 | -74.8 | -102.8 | -88 | -99.4 | -109.8 | -118.9 | -127.5 | -136.3 | -144.9 | -154 | -163.4 | -171.9 | -180.8 | -189.9 | -199.4 | -208.6 | -216.3 | -224.7 | -233.3 | -241.9 | -250.9
|  |  | 1994 | 1995 | 1996 | 1997 | 1998 | 1999 | 2000 | 2001 | 2002 | 2003 | 2004 | 2005 | 2006 | 2007 | 2008 | 2009 | 2010 | 2011 | 2012 | 2013 | 2014 | 2015
95d2mnaf91jh1 - PUB | TOTAL 1057.3 1110.6 1165.2 1193.3 1213.3 1243.8 1287.9 1332.9 1384.0 1451.4 1518.5 1606.1 1665.5 1669.9 1659.5 | TOTAL | 1670.4 | 1658.1 | 1645.8 | 1639.6 | 1612.6 | 1585.2 | 1542.3 | 1501.2 | 1461.5 | 1420.2 | 1382.4 | 1343.5 | 1303.8 | 1268.5 | 1231.8 | 1197.9 | 1164.2 | 1130.8 | 1098.1 | 1068 | 1040.6 | 1009.3
95d2mna91jh1 - PUB | TOTAL 1057.3 1110.6 1165.2 1193.3 1213.3 1243.8 1287.9 1332.9 1384.0 1451.4 1518.5 1606.1 1665.5 1669.9 1659.5 | TOTAL | 1644.3 | 1621.5 | 1598.4 | 1579.6 | 1544.8 | 1510.4 | 1461.4 | 1415.7 | 1371.8 | 1326.2 | 1283.3 | 1239.1 | 1198.8 | 1164.2 | 1127.7 | 1093.3 | 1059.3 | 1025.7 | 992.5 | 960.9 | 931.7 | 899.5
| TOTAL 1179.4 1146.4 1113.6 1081.4 1051.9 1025.1 994.5 | TOTAL | 26.1 | 36.6 | 47.4 | 60 | 67.8 | 74.8 | 80.9 | 85.5 | 89.7 | 94 | 99.1 | 104.4 | 105 | 104.3 | 104.1 | 104.6 | 104.9 | 105.1 | 105.6 | 107.1 | 108.9 | 109.8
95d2mnaf91jh1 - PRI | TOTAL 1572.3 1620.3 1706.7 1766.6 1825.5 1858.8 1934.0 2000.6 2056.7 2149.4 2274.4 2382.9 2444.2 2431.5 2409.2 | TOTAL | 2407.6 | 2375.6 | 2340 | 2304.7 | 2254.6 | 2202.9 | 2136.8 | 2074.2 | 2016.7 | 1952.6 | 1897.6 | 1844.8 | 1788.8 | 1733.5 | 1681.9 | 1636.8 | 1592.1 | 1546.7 | 1504.2 | 1465.6 | 1426.1 | 1384.8
95d2mna91jh1 - PRI | TOTAL 1572.3 1620.3 1706.7 1766.6 1825.5 1858.8 1934.0 2000.6 2056.7 2149.4 2274.4 2382.9 2444.2 2431.5 2409.2 | TOTAL | 2369.1 | 2322.8 | 2271.7 | 2219.8 | 2163.4 | 2104.1 | 2033 | 1964.9 | 1903.9 | 1835.2 | 1774.5 | 1723.1 | 1668.9 | 1612.7 | 1559 | 1511.7 | 1466.5 | 1420.6 | 1377.1 | 1336.1 | 1294 | 1250.7
| TOTAL 1605.3 1562.2 1518.3 1476.8 1439.7 1401.4 1361.3 | TOTAL | 38.5 | 52.8 | 68.3 | 84.9 | 91.2 | 98.8 | 103.8 | 109.3 | 112.8 | 117.4 | 123.1 | 121.7 | 119.9 | 120.8 | 122.9 | 125.1 | 125.6 | 126.1 | 127.1 | 129.5 | 132.1 | 134.1
|  |  | 64.6 | 89.4 | 115.7
| TOTAL 1644.3 1621.5 1598.4 1579.6 1544.8 1510.4 1461.4 1415.7 1371.8 1326.2 1283.3 1239.1 1198.8 1164.2 1127.7 | TOTAL
| TOTAL 1093.3 1059.3 1025.7 992.5 960.9 931.7 899.5 | TOTAL
95d2mnajh1pr97 - PUB |  |  | 1803.2 | 1827.7 | 1853.4 | 1840.5 | 1806.5 | 1769.8 | 1719 | 1673.6 | 1628 | 1581.8 | 1540.1 | 1495.2 | 1448.3 | 1405.1 | 1359.8 | 1316.5 | 1272.5 | 1236.6 | 1204.6 | 1176.3 | 1151.3 | 1118.3
95d2mna - PUB | TOTAL 1057.3 1110.6 1165.2 1193.3 1213.3 1243.8 1287.9 1332.9 1384.0 1451.4 1518.5 1606.1 1665.5 1727.1 1766.5 | TOTAL | 1787 | 1802.8 | 1822 | 1802.5 | 1767.3 | 1731.8 | 1681.4 | 1634 | 1588.7 | 1541.6 | 1497.7 | 1452.7 | 1412.2 | 1377.5 | 1340.7 | 1305.9 | 1270.4 | 1236.6 | 1204.6 | 1176.3 | 1151.3 | 1118.3 | 0
|  |  | 16.2 | 24.9 | 31.4 | 38 | 39.2 | 38 | 37.6 | 39.6 | 39.3 | 40.2 | 42.4 | 42.5 | 36.1 | 27.6 | 19.1 | 10.6 | 2.1 | 0 | 0 | 0 | 0 | 0
95d2mnajh1pr97 - PRI | TOTAL 2369.1 2322.8 2271.7 2219.8 2163.4 2104.1 2033.0 1964.9 1903.9 1835.2 1774.5 1723.1 1668.9 1612.7 1559.0 | TOTAL | 2629 | 2657.6 | 2684 | 2637.6 | 2584.1 | 2523.6 | 2449.5 | 2382.3 | 2318.3 | 2247.3 | 2187.8 | 2127.4 | 2062.7 | 1995.2 | 1929.7 | 1870.3 | 1809.2 | 1755.2 | 1713.2 | 1676.7 | 1637.9 | 1593.3
95d2mna - PRI | TOTAL 1572.3 1620.3 1706.7 1766.6 1825.5 1858.8 1934.0 2000.6 2056.7 2149.4 2274.4 2382.9 2444.2 2520.2 2583.7 | TOTAL | 2605.6 | 2623.4 | 2639.4 | 2586 | 2527.9 | 2465.8 | 2392 | 2321 | 2257.6 | 2185.9 | 2123.6 | 2072.2 | 2018.1 | 1961.1 | 1906.2 | 1857.4 | 1806.7 | 1755.2 | 1713.2 | 1676.7 | 1637.9 | 1593.3 | 0
|  |  | 23.4 | 34.2 | 44.6 | 51.6 | 56.2 | 57.8 | 57.5 | 61.3 | 60.7 | 61.4 | 64.2 | 55.2 | 44.6 | 34.1 | 23.5 | 12.9 | 2.5 | 0 | 0 | 0 | 0 | 0
| TOTAL 1057.3 1110.6 1165.2 1193.3 1213.3 1243.8 1287.9 1332.9 1384.0 1451.4 1518.5 1606.1 1665.5 1676.2 1675.2 | TOTAL | 39.6 | 59.1 | 76 | 89.6 | 95.4 | 95.8 | 95.1 | 100.9 | 100 | 101.6 | 106.6 | 97.7 | 80.7 | 61.7 | 42.6 | 23.5 | 4.6 | 0 | 0 | 0
95d2mnafjh1pr97 - PUB |  |  | 1803.2 | 1827.7 | 1853.4 | 1848.2 | 1821.8 | 1793.9 | 1750.8 | 1709.9 | 1670 | 1628.6 | 1591.5 | 1553.3 | 1513.5 | 1478 | 1440.8 | 1406.7 | 1371.9 | 1339.1 | 1308.5 | 1282.7 | 1260.5 | 1229.2
95d2mnaf - PUB | TOTAL 1057.3 1110.6 1165.2 1193.3 1213.3 1243.8 1287.9 1332.9 1384.0 1451.4 1518.5 1606.1 1665.5 1727.1 1766.5 | TOTAL | 1803.2 | 1827.7 | 1853.4 | 1848.4 | 1822.7 | 1795.6 | 1753.4 | 1712.9 | 1673.5 | 1632.4 | 1595.7 | 1558.1 | 1518.8 | 1483.6 | 1446.8 | 1412.9 | 1378.2 | 1345.1 | 1314.1 | 1287.9 | 1265.6 | 1234.4
SAVINGS: | TOTAL 2214.2 2249.8 2290.6 2336.6 2387.9 2445.3 2476.5 | TOTAL | 0 | 0 | 0 | -0.2 | -0.9 | -1.7 | -2.6 | -3 | -3.5 | -3.8 | -4.2 | -4.8 | -5.3 | -5.6 | -6 | -6.2 | -6.3 | -6 | -5.6 | -5.2 | -5.1 | -5.2
95d2mnafjh1pr97 - PRI |  |  | 2629 | 2657.6 | 2684 | 2650.2 | 2600.9 | 2547.7 | 2480.7 | 2418.3 | 2359.8 | 2294.3 | 2240.3 | 2186.8 | 2129.6 | 2072.7 | 2019.2 | 1971.8 | 1922.5 | 1873.7 | 1834.2 | 1802.6 | 1768.5 | 1727.2
95d2mnaf - PRI | TOTAL 1572.3 1620.3 1706.7 1766.6 1825.5 1858.8 1934.0 2000.6 2056.7 2149.4 2274.4 2382.9 2444.2 2520.2 2583.7 | TOTAL | 2629 | 2657.6 | 2684 | 2650.8 | 2603.5 | 2552.4 | 2487.5 | 2426.5 | 2369.3 | 2304.6 | 2251.8 | 2199.8 | 2144.1 | 2088.3 | 2035.8 | 1989.1 | 1939.2 | 1889.2 | 1848.3 | 1815.2 | 1780.9 | 1739.7
SAVINGS: | TOTAL 2214.2 2249.8 2290.6 2336.6 2387.9 2445.3 2476.5 | TOTAL | 0 | 0 | 0 | -0.6 | -2.6 | -4.7 | -6.8 | -8.2 | -9.5 | -10.3 | -11.5 | -13 | -14.5 | -15.6 | -16.6 | -17.3 | -16.7 | -15.5 | -14.1 | -12.6 | -12.4 | -12.5