## Summary
'file:///tmp/in/input.xls'#$Summary
|  | Resuslts From | 2004-04-08 | 14:35 | crt+; | ctl+shift+:
|  | MC file | MidC_DraftPlan_122903
|  | CHAR file | 2004-03-23
Premium HVAC Equipment-New
Totals for Measures/Categories with Benefits Exceeding Costs
0 | Totals Basis | Busbar Savings | PV Cost | First Cost | Admin Cost | Program Cost | Program $/KWa | Levelized Cost | PV Benefits | B/C Ratio
| Measures with B/C>1.00 | 40.1134 | 20.388 | 16.65 | 3.3301 | 23.7181 | 5179.5693 | 43.5071 | 29.0887 | 1.2264
| Categories with B/C>1.00 | 0 | 0 | 0 | 0 | 0 | 0 | 0 | 70.9314 | 0
| % of Measures with B/C >1.00 | 51.0578 | 52.7009 | 43.0399 | 8.608 | 61.3089 | 10518.7842 | 88.3551 | 37.0252 | 0.60391
| Block 1: x <=10 m/kWh | 0 | 0 | 0 | 0 | 0 | 0 | 0 | 0 | 0
| Block 2: 10< x <=20 m/kWh | 7.7202 | 1.0413 | 0.85 | 0.17008 | 1.2114 | 1374.5182 | 11.5456 | 5.5984 | 4.6216
| Block 3: 20< x <=30 m/kWh | 0 | 0 | 0 | 0 | 0 | 0 | 0 | 0 | 0
| Block 4: 30< x <=40 m/kWh | 0 | 0 | 0 | 0 | 0 | 0 | 0 | 0 | 0
| Block 5: 40< x <=50 m/kWh | 5.4453 | 2.9802 | 2.43 | 0.48678 | 3.467 | 5577.4199 | 46.8489 | 3.9488 | 1.139
| Block 6: 50< x <=60 m/kWh | 26.9479 | 16.3665 | 13.37 | 2.6732 | 19.0397 | 6189.2725 | 51.9883 | 19.5416 | 1.0264
| Block 7: 60m/kWh < x | 57.7012 | 68.0321 | 55.56 | 11.1121 | 79.1442 | 12015.4121 | 100.9264 | 41.8427 | 0.52869
New | POST2002 Remaining in 2025 | 1424828.369 | POST2002 | 2025
| POST2002 New Annually | 59367.8487 | New Annually
|  | Annually |  | 20 Years
|  | kWh | MWa | kWh | MWa | lvl cost | B/C | Annual Capital $Million | 2025 Capital $Million
| Measures with B/C>1.00 | 2381448.7497 | 0.27185 | 57154769.9921 | 6.5245 | 43.5071 | 1.2264 | 1.1862 | 28.4682
| Categories with B/C>1.00 | 0 | 0 | 0 | 0 | 0 | 0
| % of Measures with B/C >1.00 | 3031190.8252 | 0.34603 | 72748579.8037 | 8.3046 | 88.3551 | 0.60391
| Block 1: x <=10 m/kWh | 0 | 0 | 0 | 0 | 0 | 0
| Block 2: 10< x <=20 m/kWh | 458332.1968 | 0.052321 | 10999972.7234 | 1.2557 | 11.5456 | 4.6216
| Block 3: 20< x <=30 m/kWh | 0 | 0 | 0 | 0 | 0 | 0
| Block 4: 30< x <=40 m/kWh | 0 | 0 | 0 | 0 | 0 | 0
| Block 5: 40< x <=50 m/kWh | 323278.6401 | 0.036904 | 7758687.3624 | 0.88569 | 46.8489 | 1.139
| Block 6: 50< x <=60 m/kWh | 1599837.9128 | 0.18263 | 38396109.9064 | 4.3831 | 51.9883 | 1.0264
| Block 7: 60m/kWh < x | 3425593.8818 | 0.39105 | 82214253.1631 | 9.3852 | 100.9264 | 0.52869
Premium HVAC Equipment-NR
Totals for Measures/Categories with Benefits Exceeding Costs
0 | Totals Basis | Busbar Savings | PV Cost | First Cost | Admin Cost | Program Cost | Program $/KWa | Levelized Cost | PV Benefits | B/C Ratio
| Measures with B/C>1.00 | 71.7253 | 36.2026 | 29.57 | 5.9132 | 42.1158 | 5143.7139 | 43.2059 | 52.0124 | 1.235
| Categories with B/C>1.00 | 0 | 0 | 0 | 0 | 0 | 0 | 0 | 81.0131 | 0
| % of Measures with B/C >1.00 | 77.978 | 56.8409 | 46.421 | 9.2842 | 66.1251 | 7428.4561 | 62.3971 | 56.5467 | 0.85515
| Block 1: x <=10 m/kWh | 0 | 0 | 0 | 0 | 0 | 0 | 0 | 0 | 0
| Block 2: 10< x <=20 m/kWh | 9.7331 | 1.1815 | 0.96 | 0.19298 | 1.3745 | 1237.0497 | 10.3909 | 7.0581 | 5.1351
| Block 3: 20< x <=30 m/kWh | 0 | 0 | 0 | 0 | 0 | 0 | 0 | 0 | 0
| Block 4: 30< x <=40 m/kWh | 0 | 0 | 0 | 0 | 0 | 0 | 0 | 0 | 0
| Block 5: 40< x <=50 m/kWh | 42.1921 | 21.7918 | 17.8 | 3.5594 | 25.3512 | 5263.4624 | 44.2117 | 30.5961 | 1.2069
| Block 6: 50< x <=60 m/kWh | 8.2169 | 4.8734 | 3.98 | 0.796 | 5.6694 | 6044.1118 | 50.769 | 5.9586 | 1.051
| Block 7: 60m/kWh < x | 51.5751 | 53.7658 | 43.91 | 8.7819 | 62.5477 | 10623.7041 | 89.2364 | 37.4003 | 0.59795
NR | Natural Replacement
| PRE2002 Stock Remaining in 2025 | 2119754.328 | PRE2002 | 2025
| Cumulative NR Premium HVAC Equipment-NR in 2025 | 698289.7941 | NR Cumulative | NR Rate 1.5%
33251.895
|  | Annually |  | 20 Years
|  | kWh | MWa | kWh | MWa | lvl cost | B/C | Annual Capital $Million | 2025 Capital $Million
| Measures with B/C>1.00 | 2385000.4981 | 0.27226 | 50085010.4595 | 5.7175 | 43.2059 | 1.235 | 1.1799 | 24.7776
| Categories with B/C>1.00 | 0 | 0 | 0 | 0 | 0 | 0
| % of Measures with B/C >1.00 | 2592915.101 | 0.29599 | 54451217.1217 | 6.2159 | 62.3971 | 0.85515
| Block 1: x <=10 m/kWh | 0 | 0 | 0 | 0 | 0 | 0
| Block 2: 10< x <=20 m/kWh | 323644.2217 | 0.036946 | 6796528.655 | 0.77586 | 10.3909 | 5.1351
| Block 3: 20< x <=30 m/kWh | 0 | 0 | 0 | 0 | 0 | 0
| Block 4: 30< x <=40 m/kWh | 0 | 0 | 0 | 0 | 0 | 0
| Block 5: 40< x <=50 m/kWh | 1402968.6617 | 0.16016 | 29462341.8961 | 3.3633 | 44.2117 | 1.2069
| Block 6: 50< x <=60 m/kWh | 273226.7948 | 0.03119 | 5737762.6898 | 0.655 | 50.769 | 1.051
| Block 7: 60m/kWh < x | 1714968.7333 | 0.19577 | 36014343.4003 | 4.1112 | 89.2364 | 0.59795
Premium HVAC Equipment-New-IntD
Totals for Measures/Categories with Benefits Exceeding Costs
0 | Totals Basis | Busbar Savings | PV Cost | First Cost | Admin Cost | Program Cost | Program $/KWa | Levelized Cost | PV Benefits | B/C Ratio
| Measures with B/C>1.00 | 31.501 | 13.7794 | 11.25 | 2.2507 | 16.0301 | 4457.748 | 37.4439 | 22.8433 | 1.425
| Categories with B/C>1.00 | 0 | 0 | 0 | 0 | 0 | 0 | 0 | 48.7899 | 0
| % of Measures with B/C >1.00 | 37.9014 | 33.9508 | 27.727 | 5.5454 | 39.4962 | 9128.6045 | 76.6779 | 27.4847 | 0.69588
| Block 1: x <=10 m/kWh | 0 | 0 | 0 | 0 | 0 | 0 | 0 | 0 | 0
| Block 2: 10< x <=20 m/kWh | 10.3481 | 1.3956 | 1.14 | 0.22796 | 1.6236 | 1374.4387 | 11.5449 | 7.504 | 4.6218
| Block 3: 20< x <=30 m/kWh | 0 | 0 | 0 | 0 | 0 | 0 | 0 | 0 | 0
| Block 4: 30< x <=40 m/kWh | 0 | 0 | 0 | 0 | 0 | 0 | 0 | 0 | 0
| Block 5: 40< x <=50 m/kWh | 6.6805 | 3.653 | 2.98 | 0.59666 | 4.2496 | 5572.4424 | 46.8071 | 4.8444 | 1.14
| Block 6: 50< x <=60 m/kWh | 14.4725 | 8.7308 | 7.13 | 1.4261 | 10.1569 | 6147.8281 | 51.6402 | 10.4949 | 1.0333
| Block 7: 60m/kWh < x | 35.7803 | 36.3412 | 29.68 | 5.9358 | 42.277 | 10350.5723 | 86.9421 | 25.9465 | 0.61373
New IntD | New Construction IntDesign
| POST2002 Remaining in 2025 | 1424828.369 | POST2002 | 2025
| Annual NR Lighting Systems | 59367.8487 | New Annually
|  | Annually |  | 20 Years
|  | kWh | MWa | kWh | MWa | lvl cost | B/C | Annual Capital $Million | 2025 Capital $Million
| Measures with B/C>1.00 | 1870147.5356 | 0.21349 | 44883540.8533 | 5.1237 | 43.5071 | 1.2264 | 0.80151 | 19.2362
| Categories with B/C>1.00 | 0 | 0 | 0 | 0 | 0 | 0
| % of Measures with B/C >1.00 | 2250124.3976 | 0.25686 | 54002985.5423 | 6.1647 | 88.3551 | 0.60391
| Block 1: x <=10 m/kWh | 0 | 0 | 0 | 0 | 0 | 0
| Block 2: 10< x <=20 m/kWh | 614342.9798 | 0.07013 | 14744231.5163 | 1.6831 | 11.5456 | 4.6216
| Block 3: 20< x <=30 m/kWh | 0 | 0 | 0 | 0 | 0 | 0
| Block 4: 30< x <=40 m/kWh | 0 | 0 | 0 | 0 | 0 | 0
| Block 5: 40< x <=50 m/kWh | 396605.7031 | 0.045275 | 9518536.8753 | 1.0866 | 46.8489 | 1.139
| Block 6: 50< x <=60 m/kWh | 859198.8526 | 0.098082 | 20620772.4617 | 2.354 | 51.9883 | 1.0264
| Block 7: 60m/kWh < x | 2124200.2485 | 0.24249 | 50980805.9638 | 5.8197 | 100.9264 | 0.52869
| 0 | Savings Weighted Measure Data | 0 | 0 | 0 | 0
| Category | Weighted Measure Life | Site Savings (kWh) | Capital Cost ($/unit) | Annual O&M Cost ($/unit) | Per. Repl. Cost ($/unit) | Load Shape | Weighted Load Factor | Weighted Coinc. Factor | Bulk Energy (kWh) | Bulk Demand (kw) | Local Demand (kW) | PV Capital | PV Annual O&M | PV Period. Repl. | PV Total Costs | Levelized Cost mills/kWh | Energy | Bulk T&D Def. Cap. | Act C-E Credit | Total System Benefit | Total non-Consumer Cost | Bulk System B/C Ratio | Local T&D Def.Cap. | Non-E Value | Exter-nalities | Total Regional Benefit | Total Regional Cost | Total Regional B/C Ratio
| Premium HVAC Equipment-Large Off-New | 15 | 9.6149 | 1.14 | 0 | 0 | 0 | 0.17 | 0 | 10.3481 | 0 | 0.0069487 | 1.3956 | 0 | 0 | 1.3956 | 9.924 | 7.504 | 0 | 0.90564 | 8.4097 | 1.1398 | 7.3782 | 1.8887 | 0 | 0 | 10.2984 | 1.3956 | 7.3789
| Premium HVAC Equipment-Anchor-New | 15 | 0.81561 | 0.37 | 0 | 0 | 0 | 0.17 | 0 | 0.8778 | 0 | 0.00058945 | 0.45734 | 0 | 0 | 0.45734 | 38.3363 | 0.63655 | 0 | 0.076823 | 0.71337 | 0.3735 | 1.91 | 0.16022 | 0 | 0 | 0.87359 | 0.45734 | 1.9102
| Premium HVAC Equipment-Hospital-New | 15 | 4.958 | 2.39 | 0 | 0 | 0 | 0.17 | 0 | 5.336 | 0 | 0.0035831 | 2.923 | 0 | 0 | 2.923 | 40.3078 | 3.8695 | 0 | 0.467 | 4.3365 | 2.3872 | 1.8165 | 0.97392 | 0 | 0 | 5.3104 | 2.923 | 1.8167
| Premium HVAC Equipment-Restaurant-New | 15 | 0.43361 | 0.22 | 0 | 0 | 0 | 0.17 | 0 | 0.46667 | 0 | 0.00031337 | 0.27257 | 0 | 0 | 0.27257 | 42.9766 | 0.33841 | 0 | 0.040842 | 0.37925 | 0.2226 | 1.7037 | 0.085176 | 0 | 0 | 0.46443 | 0.27257 | 1.7039
| Premium HVAC Equipment-Medium Off-New | 15 | 7.3257 | 3.76 | 0 | 0 | 0 | 0.17 | 0 | 7.8842 | 0 | 0.0052943 | 4.6078 | 0 | 0 | 4.6078 | 43.0034 | 5.7174 | 0 | 0.69001 | 6.4074 | 3.7631 | 1.7027 | 1.439 | 0 | 0 | 7.8464 | 4.6078 | 1.7029
| Premium HVAC Equipment-Small Box-New | 15 | 2.31 | 1.2 | 0 | 0 | 0 | 0.17 | 0 | 2.4862 | 0 | 0.0016695 | 1.4635 | 0 | 0 | 1.4635 | 43.314 | 1.8029 | 0 | 0.21758 | 2.0205 | 1.1952 | 1.6905 | 0.45377 | 0 | 0 | 2.4742 | 1.4635 | 1.6906
| Premium HVAC Equipment-High End-New | 15 | 0.57751 | 0.3 | 0 | 0 | 0 | 0.17 | 0 | 0.62154 | 0 | 0.00041737 | 0.36587 | 0 | 0 | 0.36587 | 43.314 | 0.45072 | 0 | 0.054396 | 0.50511 | 0.2988 | 1.6905 | 0.11344 | 0 | 0 | 0.61856 | 0.36587 | 1.6906
| Premium HVAC Equipment-Small Off-New | 15 | 3.2339 | 1.87 | 0 | 0 | 0 | 0.17 | 0 | 3.4805 | 0 | 0.0023372 | 2.2937 | 0 | 0 | 2.2937 | 48.4906 | 2.5239 | 0 | 0.30461 | 2.8285 | 1.8732 | 1.51 | 0.63526 | 0 | 0 | 3.4638 | 2.2937 | 1.5102
| Premium HVAC Equipment-Big Box-New | 15 | 4.0781 | 2.87 | 0 | 0 | 0 | 0.17 | 0 | 4.389 | 0 | 0.0029472 | 3.518 | 0 | 0 | 3.518 | 58.9795 | 3.1827 | 0 | 0.38412 | 3.5669 | 2.8731 | 1.2415 | 0.80108 | 0 | 0 | 4.3679 | 3.518 | 1.2416
| Premium HVAC Equipment-OtherHealth-New | 15 | 6.1384 | 4.43 | 0 | 0 | 0 | 0.17 | 0 | 6.6065 | 0 | 0.0044363 | 5.4284 | 0 | 0 | 5.4284 | 60.4608 | 4.7908 | 0 | 0.57819 | 5.369 | 4.4333 | 1.2111 | 1.2058 | 0 | 0 | 6.5748 | 5.4284 | 1.2112
| Premium HVAC Equipment-University-New | 15 | 4.2923 | 3.1 | 0 | 0 | 0 | 0.17 | 0 | 4.6196 | 0 | 0.0031021 | 3.7958 | 0 | 0 | 3.7958 | 60.4609 | 3.35 | 0 | 0.4043 | 3.7543 | 3.1 | 1.2111 | 0.84316 | 0 | 0 | 4.5974 | 3.7958 | 1.2112
| Premium HVAC Equipment-Other-New | 15 | 13.3301 | 9.63 | 0 | 0 | 0 | 0.17 | 0 | 14.3465 | 0 | 0.0096337 | 11.7883 | 0 | 0 | 11.7883 | 60.461 | 10.4035 | 0 | 1.2556 | 11.6591 | 9.6273 | 1.211 | 2.6185 | 0 | 0 | 14.2776 | 11.7883 | 1.2112
| Premium HVAC Equipment-K-12-New | 15 | 4.1661 | 4.17 | 0 | 0 | 0 | 0.17 | 0 | 4.4837 | 0 | 0.0030108 | 5.1012 | 0 | 0 | 5.1012 | 83.7158 | 3.2514 | 0 | 0.39241 | 3.6438 | 4.1661 | 0.87464 | 0.81836 | 0 | 0 | 4.4622 | 5.1012 | 0.87473
| Premium HVAC Equipment-Lodging-New | 15 | 0.94049 | 0.94 | 0 | 0 | 0 | 0.17 | 0 | 1.0122 | 0 | 0.00067969 | 1.1516 | 0 | 0 | 1.1516 | 83.7161 | 0.73401 | 0 | 0.088586 | 0.8226 | 0.9405 | 0.87464 | 0.18475 | 0 | 0 | 1.0073 | 1.1516 | 0.87472
| Premium HVAC Equipment-Supermarket-New | 15 | 0.17999 | 0.2 | 0 | 0 | 0 | 0.17 | 0 | 0.19372 | 0 | 0.00013008 | 0.24489 | 0 | 0 | 0.24489 | 93.0196 | 0.14048 | 0 | 0.016954 | 0.15743 | 0.2 | 0.78716 | 0.035357 | 0 | 0 | 0.19279 | 0.24489 | 0.78724
| Premium HVAC Equipment-MIniMart-New | 15 | 0.090776 | 0.13 | 0 | 0 | 0 | 0.17 | 0 | 0.097698 | 0 | 6.5604e-05 | 0.16053 | 0 | 0 | 0.16053 | 120.9023 | 0.070847 | 0 | 0.0085503 | 0.079397 | 0.1311 | 0.60562 | 0.017832 | 0 | 0 | 0.097229 | 0.16053 | 0.60568
| Premium HVAC Equipment-Warehouse-New | 15 | 0.029131 | 4.21 | 0 | 0 | 0 | 0.17 | 0 | 0.031352 | 0 | 2.1053e-05 | 5.1523 | 0 | 0 | 5.1523 | 12092.1087 | 0.022736 | 0 | 0.0027439 | 0.025479 | 4.2078 | 0.0060553 | 0.0057224 | 0 | 0 | 0.031202 | 5.1523 | 0.0060559
| Total | 15 | 62.5146 | 40.93 | 0 | 0

## ProData
Program Parameters |  | Sponsor Parameters
Program Life (yrs) | 20 |  |  | Spon 1 | Spon 2 | Spon 3 | Cust
Program Start Date | 2005 | Real AT Cost of Cap |  | 7% | 5% | 4% | 5%
Present Value Time Zero | 2000 | Financial Life (yrs) |  | 10 | 10 | 15 | 1
Cost Reference Yr | 2000 | Weight |  | 0% | 0% | 100%
Real Discount Rate | 4%
Inflation Rate (Currently NA) | 0% | Run Tabs: |  | TRUE
Capital Real Escalation Rt | 0% | Summary | FALSE
Sponsor Share of First Cost | 100% | MDataNR | TRUE
Sponsor Share of Replace Cost | 0% | MDataNew | TRUE
Sponsor Share of O&M | 0% | MDataNew-IntD | TRUE
Last Sponsor O&M Yr | 20 | MMap | FALSE
Bulk Power T&D Loss Factor | 2.5% | PNNL Savings | FALSE
Bulk Power T&D Credit ($/kw-yr) | 3 | Notes and Sources (2) | FALSE
Local Power T&D Loss Factor | 5% | Standards | FALSE
Local Power T&D Credit ($/kw-yr) | 20 | Costs | FALSE
Externalities Credit (m/kwh) | 0 | FLEOH | FALSE
Regional Act C/E Credit (%) | 10%
Admin Cost (% of First Cost) | 20%
Cost Coeff of Variation | 25%
Marg Cost / Save Shape File | Q:\CG\Main\Plan 5\Commercial\Assessment\HVAC\MC_AND_LOADSHAPE.XLS
Electric Marginal Cost Tab | MidC_DraftPlan_122903
Savings Shape Tab | Conservation Load Shapes
Note on B7: Currently not used, Hardwired in code to zero until chance to fully implement.

## MDataNR
Data Set Name | 'file:///tmp/in/input.xls'#$MDataNR
6
Units are 1000 sf | 1000
Weighted for Regional Program Savings
Input Data | [7 empty] | Periodic O&M | [5 empty] | Other Fuels
Category Name | Measure Name | Savings (kWh/yr.) | Phys Life (yr.) | Capital Cost ($) | Annual O&M ($) | Shape Pointer | Non-E Val ($/yr.) | Cost 1 ($) | Period 1 | Cost 2 ($) | Period 2 | Cost 3 ($) | Period 3 | Savings (mmBtu/yr) | Shape Pointer
Premium HVAC Equipment-Large Off-NR | Premium HVAC Equipment-Large Off-NR | #REF! | 15 | #REF! | 0 | SmComCAC | 0
Premium HVAC Equipment-Medium Off-NR | Premium HVAC Equipment-Medium Off-NR | #REF! | 15 | #REF! | 0 | SmComCAC | 0
Premium HVAC Equipment-Small Off-NR | Premium HVAC Equipment-Small Off-NR | #REF! | 15 | #REF! | 0 | SmComCAC | 0
Premium HVAC Equipment-Big Box-NR | Premium HVAC Equipment-Big Box-NR | #REF! | 15 | #REF! | 0 | SmComCAC | 0
Premium HVAC Equipment-Small Box-NR | Premium HVAC Equipment-Small Box-NR | #REF! | 15 | #REF! | 0 | SmComCAC | 0
Premium HVAC Equipment-High End-NR | Premium HVAC Equipment-High End-NR | #REF! | 15 | #REF! | 0 | SmComCAC | 0
Premium HVAC Equipment-Anchor-NR | Premium HVAC Equipment-Anchor-NR | #REF! | 15 | #REF! | 0 | SmComCAC | 0
Premium HVAC Equipment-K-12-NR | Premium HVAC Equipment-K-12-NR | #REF! | 15 | #REF! | 0 | SmComCAC | 0
Premium HVAC Equipment-University-NR | Premium HVAC Equipment-University-NR | #REF! | 15 | #REF! | 0 | SmComCAC | 0
Premium HVAC Equipment-Warehouse-NR | Premium HVAC Equipment-Warehouse-NR | #REF! | 15 | #REF! | 0 | SmComCAC | 0
Premium HVAC Equipment-Supermarket-NR | Premium HVAC Equipment-Supermarket-NR | #REF! | 15 | #REF! | 0 | SmComCAC | 0
Premium HVAC Equipment-MIniMart-NR | Premium HVAC Equipment-MIniMart-NR | #REF! | 15 | #REF! | 0 | SmComCAC | 0
Premium HVAC Equipment-Restaurant-NR | Premium HVAC Equipment-Restaurant-NR | #REF! | 15 | #REF! | 0 | SmComCAC | 0
Premium HVAC Equipment-Lodging-NR | Premium HVAC Equipment-Lodging-NR | #REF! | 15 | #REF! | 0 | SmComCAC | 0
Premium HVAC Equipment-Hospital-NR | Premium HVAC Equipment-Hospital-NR | #REF! | 15 | #REF! | 0 | SmComCAC | 0
Premium HVAC Equipment-OtherHealth-NR | Premium HVAC Equipment-OtherHealth-NR | #REF! | 15 | #REF! | 0 | SmComCAC | 0
Premium HVAC Equipment-Other-NR | Premium HVAC Equipment-Other-NR | #REF! | 15 | #REF! | 0 | SmComCAC | 0
ProCost Results, Version 1.70a: JPH 03/07/01, 02:12 PM 4/8/2004
Measure Results (2000 $) |  | Measure Input Data | [7 empty] | Savings |  |  | PV Capital |  |  |  | PV O&M |  | Total PV Costs |  |  |  |  | Levelized Cost (mills/kwh) |  |  |  |  | PV Bulk Power System Benefits | [5 empty] | PV Regional Benefits
Category | Measure | Measure Life | Site Savings (kWh) | Capital Cost ($/unit) | Annual O&M Cost ($/unit) | PV Per. Repl. Cost ($/unit) | Load Shape | Div. Load Factor | Bulk Pwr Coin. Factor | Bulk Energy (kWh) | Bulk Demand (kw) | Local Demand (kW) | Spon 1 | Spon 2 | Spon 3 | Cust | Utility | Cust | Spon 1 | Spon 2 | Spon 3 | Cust | Total | Spon 1 | Spon 2 | Spon 3 | Cust | Total | Energy | Bulk T&D Def. Cap. | Act C-E Credit | Total System Benefit | Total non-Consumer Cost | Bulk System B/C Ratio | Local T&D Def.Cap. | Non-E Value | Exter-nalities | Total Regional Benefit | Total Regional Cost | Total Regional B/C Ratio
Premium HVAC Equipment-Large Off-NR | Premium HVAC Equipment-Large Off-NR | 15 | 9.0435 | 0.96 | 0 | 0 | SmComCAC | 0.17 | 0 | 9.7331 | 0 | 0.0065358 |  |  | 0.9649 | 0.21659 | 0 | 0 | 0 | 0 | 0.9649 | 0.21659 | 1.1815 | 0 | 0 | 7.2946 | 1.6374 | 8.932 | 7.0581 | 0 | 0.85182 | 7.9099 | 0.9649 | 8.1976 | 1.7765 | 0 | 0 | 9.6864 | 1.1815 | 8.1985
Premium HVAC Equipment-Medium Off-NR | Premium HVAC Equipment-Medium Off-NR | 15 | 5.4326 | 2.51 | 0 | 0 | SmComCAC | 0.17 | 0 | 5.8469 | 0 | 0.0039262 |  |  | 2.5116 | 0.56377 | 0 | 0 | 0 | 0 | 2.5116 | 0.56377 | 3.0754 | 0 | 0 | 31.6079 | 7.0949 | 38.7029 | 4.2399 | 0 | 0.51171 | 4.7516 | 2.5116 | 1.8919 | 1.0672 | 0 | 0 | 5.8188 | 3.0754 | 1.8921
Premium HVAC Equipment-Small Off-NR | Premium HVAC Equipment-Small Off-NR | 15 | 7.6347 | 3.98 | 0 | 0 | SmComCAC | 0.17 | 0 | 8.2169 | 0 | 0.0055176 |  |  | 3.98 | 0.89338 | 0 | 0 | 0 | 0 | 3.98 | 0.89338 | 4.8734 | 0 | 0 | 35.6407 | 8.0002 | 43.6408 | 5.9586 | 0 | 0.71912 | 6.6777 | 3.98 | 1.6778 | 1.4997 | 0 | 0 | 8.1774 | 4.8734 | 1.678
Premium HVAC Equipment-Big Box-NR | Premium HVAC Equipment-Big Box-NR | 15 | 10.7625 | 6.82 | 0 | 0 | SmComCAC | 0.17 | 0 | 11.5831 | 0 | 0.0077781 |  |  | 6.8241 | 1.5318 | 0 | 0 | 0 | 0 | 6.8241 | 1.5318 | 8.3559 | 0 | 0 | 43.3501 | 9.7306 | 53.0807 | 8.3996 | 0 | 1.0137 | 9.4134 | 6.8241 | 1.3794 | 2.1141 | 0 | 0 | 11.5275 | 8.3559 | 1.3796
Premium HVAC Equipment-Small Box-NR | Premium HVAC Equipment-Small Box-NR | 15 | 17.5937 | 8.19 | 0 | 0 | SmComCAC | 0.17 | 0 | 18.9352 | 0 | 0.012715 |  |  | 8.1926 | 1.839 | 0 | 0 | 0 | 0 | 8.1926 | 1.839 | 10.0316 | 0 | 0 | 31.8362 | 7.1462 | 38.9823 | 13.7311 | 0 | 1.6572 | 15.3883 | 8.1926 | 1.8783 | 3.456 | 0 | 0 | 18.8443 | 10.0316 | 1.8785
Premium HVAC Equipment-High End-NR | Premium HVAC Equipment-High End-NR | 15 | 4.3984 | 2.05 | 0 | 0 | SmComCAC | 0.17 | 0 | 4.7338 | 0 | 0.0031788 |  |  | 2.0481 | 0.45973 | 0 | 0 | 0 | 0 | 2.0481 | 0.45973 | 2.5078 | 0 | 0 | 31.8354 | 7.146 | 38.9814 | 3.4328 | 0 | 0.41429 | 3.8471 | 2.0481 | 1.8784 | 0.86401 | 0 | 0 | 4.7111 | 2.5078 | 1.8785
Premium HVAC Equipment-Anchor-NR | Premium HVAC Equipment-Anchor-NR | 15 | 7.1961 | 2.97 | 0 | 0 | SmComCAC | 0.17 | 0 | 7.7448 | 0 | 0.0052006 |  |  | 2.9658 | 0.66572 | 0 | 0 | 0 | 0 | 2.9658 | 0.66572 | 3.6315 | 0 | 0 | 28.1775 | 6.3249 | 34.5025 | 5.6162 | 0 | 0.67781 | 6.294 | 2.9658 | 2.1222 | 1.4136 | 0 | 0 | 7.7076 | 3.6315 | 2.1224
Premium HVAC Equipment-K-12-NR | Premium HVAC Equipment-K-12-NR | 15 | 1.9704 | 1.77 | 0 | 0 | SmComCAC | 0.17 | 0 | 2.1207 | 0 | 0.0014241 |  |  | 1.7734 | 0.39807 | 0 | 0 | 0 | 0 | 1.7734 | 0.39807 | 2.1715 | 0 | 0 | 61.5316 | 13.8118 | 75.3434 | 1.5378 | 0 | 0.1856 | 1.7234 | 1.7734 | 0.97183 | 0.38707 | 0 | 0 | 2.1105 | 2.1715 | 0.97193
Premium HVAC Equipment-University-NR | Premium HVAC Equipment-University-NR | 15 | 1.5226 | 0.99 | 0 | 0 | SmComCAC | 0.17 | 0 | 1.6387 | 0 | 0.0011004 |  |  | 0.9897 | 0.22215 | 0 | 0 | 0 | 0 | 0.9897 | 0.22215 | 1.2119 | 0 | 0 | 44.4395 | 9.9752 | 54.4147 | 1.1883 | 0 | 0.14342 | 1.3318 | 0.9897 | 1.3456 | 0.2991 | 0 | 0 | 1.6309 | 1.2119 | 1.3457
Premium HVAC Equipment-Warehouse-NR | Premium HVAC Equipment-Warehouse-NR | 15 | 0.083798 | 10.89 | 0 | 0 | SmComCAC | 0.17 | 0 | 0.090188 | 0 | 6.0561e-05 |  |  | 10.8938 | 2.4453 | 0 | 0 | 0 | 0 | 10.8938 | 2.4453 | 13.3391 | 0 | 0 | 8887.9268 | 1995.0449 | 10882.972 | 0.065401 | 0 | 0.0078931 | 0.073294 | 10.8938 | 0.0067281 | 0.016461 | 0 | 0 | 0.089755 | 13.3391 | 0.0067287
Premium HVAC Equipment-Supermarket-NR | Premium HVAC Equipment-Supermarket-NR | 15 | 0.78077 | 0.78 | 0 | 0 | SmComCAC | 0.17 | 0 | 0.84031 | 0 | 0.00056427 |  |  | 0.7808 | 0.17526 | 0 | 0 | 0 | 0 | 0.7808 | 0.17526 | 0.95606 | 0 | 0 | 68.3709 | 15.347 | 83.7179 | 0.60936 | 0 | 0.073542 | 0.6829 | 0.7808 | 0.87462 | 0.15337 | 0 | 0 | 0.83627 | 0.95606 | 0.87471
Premium HVAC Equipment-MIniMart-NR | Premium HVAC Equipment-MIniMart-NR | 15 | 0.48385 | 0.63 | 0 | 0 | SmComCAC | 0.17 | 0 | 0.52074 | 0 | 0.00034968 |  |  | 0.629 | 0.14119 | 0 | 0 | 0 | 0 | 0.629 | 0.14119 | 0.77019 | 0 | 0 | 88.8789 | 19.9504 | 108.8292 | 0.37762 | 0 | 0.045574 | 0.4232 | 0.629 | 0.67281 | 0.095045 | 0 | 0 | 0.51824 | 0.77019 | 0.67287
Premium HVAC Equipment-Restaurant-NR | Premium HVAC Equipment-Restaurant-NR | 15 | 3.257 | 1.5 | 0 | 0 | SmComCAC | 0.17 | 0 | 3.5054 | 0 | 0.0023539 |  |  | 1.5047 | 0.33776 | 0 | 0 | 0 | 0 | 1.5047 | 0.33776 | 1.8425 | 0 | 0 | 31.5852 | 7.0898 | 38.675 | 2.542 | 0 | 0.30678 | 2.8488 | 1.5047 | 1.8932 | 0.6398 | 0 | 0 | 3.4886 | 1.8425 | 1.8934
Premium HVAC Equipment-Lodging-NR | Premium HVAC Equipment-Lodging-NR | 15 | 4.0503 | 3.65 | 0 | 0 | SmComCAC | 0.17 | 0 | 4.3591 | 0 | 0.0029272 |  |  | 3.6453 | 0.81825 | 0 | 0 | 0 | 0 | 3.6453 | 0.81825 | 4.4635 | 0 | 0 | 61.5324 | 13.812 | 75.3444 | 3.1611 | 0 | 0.3815 | 3.5426 | 3.6453 | 0.97182 | 0.79562 | 0 | 0 | 4.3382 | 4.4635 | 0.97192
Premium HVAC Equipment-Hospital-NR | Premium HVAC Equipment-Hospital-NR | 15 | 1.325 | 0.57 | 0 | 0 | SmComCAC | 0.17 | 0 | 1.426 | 0 | 0.00095759 |  |  | 0.5742 | 0.12889 | 0 | 0 | 0 | 0 | 0.5742 | 0.12889 | 0.70309 | 0 | 0 | 29.628 | 6.6505 | 36.2785 | 1.0341 | 0 | 0.1248 | 1.1589 | 0.5742 | 2.0183 | 0.26028 | 0 | 0 | 1.4192 | 0.70309 | 2.0185
Premium HVAC Equipment-OtherHealth-NR | Premium HVAC Equipment-OtherHealth-NR | 15 | 2.1873 | 1.42 | 0 | 0 | SmComCAC | 0.17 | 0 | 2.3541 | 0 | 0.0015808 |  |  | 1.4218 | 0.31915 | 0 | 0 | 0 | 0 | 1.4218 | 0.31915 | 1.7409 | 0 | 0 | 44.4411 | 9.9756 | 54.4166 | 1.7071 | 0 | 0.20603 | 1.9131 | 1.4218 | 1.3456 | 0.42967 | 0 | 0 | 2.3428 | 1.7409 | 1.3457
Premium HVAC Equipment-Other-NR | Premium HVAC Equipment-Other-NR | 15 | 26.0795 | 16.95 | 0 | 0 | SmComCAC | 0.17 | 0 | 28.0681 | 0 | 0.018848 |  |  | 16.9517 | 3.8051 | 0 | 0 | 0 | 0 | 16.9517 | 3.8051 | 20.7568 | 0 | 0 | 44.4396 | 9.9752 | 54.4149 | 20.3539 | 0 | 2.4565 | 22.8104 | 16.9517 | 1.3456 | 5.1229 | 0 | 0 | 27.9333 | 20.7568 | 1.3457
Category Totals (2000 $) |  | Savings Weighted Measure Data | [7 empty] | Savings |  |  | PV Costs |  |  |  | Lvl Cst | PV Bulk Power System Benefits | [5 empty] | PV Regional Benefits
| Category | Weighted Measure Life | Site Savings (kWh) | Capital Cost ($/unit) | Annual O&M Cost ($/unit) | Per. Repl. Cost ($/unit) | Load Shape | Weighted Load Factor | Weighted Coinc. Factor | Bulk Energy (kWh) | Bulk Demand (kw) | Local Demand (kW) | PV Capital | PV Annual O&M | PV Period. Repl. | PV Total Costs | Levelized Cost mills/kWh | Energy | Bulk T&D Def. Cap. | Act C-E Credit | Total System Benefit | Total non-Consumer Cost | Bulk System B/C Ratio | Local T&D Def.Cap. | Non-E Value | Exter-nalities | Total Regional Benefit | Total Regional Cost | Total Regional B/C Ratio
| Premium HVAC Equipment-Large Off-NR | 15 | 9.0435 | 0.96 | 0 | 0 |  | 0.17 | 0 | 9.7331 | 0 | 0.0065358 | 1.1815 | 0 | 0 | 1.1815 | 8.932 | 7.0581 | 0 | 0.85182 | 7.9099 | 0.9649 | 8.1976 | 1.7765 | 0 | 0 | 9.6864 | 1.1815 | 8.1985
| Premium HVAC Equipment-Anchor-NR | 15 | 7.1961 | 2.97 | 0 | 0 |  | 0.17 | 0 | 7.7448 | 0 | 0.0052006 | 3.6315 | 0 | 0 | 3.6315 | 34.5025 | 5.6162 | 0 | 0.67781 | 6.294 | 2.9658 | 2.1222 | 1.4136 | 0 | 0 | 7.7076 | 3.6315 | 2.1224
| Premium HVAC Equipment-Hospital-NR | 15 | 1.325 | 0.57 | 0 | 0 |  | 0.17 | 0 | 1.426 | 0 | 0.00095759 | 0.70309 | 0 | 0 | 0.70309 | 36.2785 | 1.0341 | 0 | 0.1248 | 1.1589 | 0.5742 | 2.0183 | 0.26028 | 0 | 0 | 1.4192 | 0.70309 | 2.0185
| Premium HVAC Equipment-Restaurant-NR | 15 | 3.257 | 1.5 | 0 | 0 |  | 0.17 | 0 | 3.5054 | 0 | 0.0023539 | 1.8425 | 0 | 0 | 1.8425 | 38.675 | 2.542 | 0 | 0.30678 | 2.8488 | 1.5047 | 1.8932 | 0.6398 | 0 | 0 | 3.4886 | 1.8425 | 1.8934
| Premium HVAC Equipment-Medium Off-NR | 15 | 5.4326 | 2.51 | 0 | 0 |  | 0.17 | 0 | 5.8469 | 0 | 0.0039262 | 3.0754 | 0 | 0 | 3.0754 | 38.7029 | 4.2399 | 0 | 0.51171 | 4.7516 | 2.5116 | 1.8919 | 1.0672 | 0 | 0 | 5.8188 | 3.0754 | 1.8921
| Premium HVAC Equipment-High End-NR | 15 | 4.3984 | 2.05 | 0 | 0 |  | 0.17 | 0 | 4.7338 | 0 | 0.0031788 | 2.5078 | 0 | 0 | 2.5078 | 38.9814 | 3.4328 | 0 | 0.41429 | 3.8471 | 2.0481 | 1.8784 | 0.86401 | 0 | 0 | 4.7111 | 2.5078 | 1.8785
| Premium HVAC Equipment-Small Box-NR | 15 | 17.5937 | 8.19 | 0 | 0 |  | 0.17 | 0 | 18.9352 | 0 | 0.012715 | 10.0316 | 0 | 0 | 10.0316 | 38.9823 | 13.7311 | 0 | 1.6572 | 15.3883 | 8.1926 | 1.8783 | 3.456 | 0 | 0 | 18.8443 | 10.0316 | 1.8785
| Premium HVAC Equipment-Small Off-NR | 15 | 7.6347 | 3.98 | 0 | 0 |  | 0.17 | 0 | 8.2169 | 0 | 0.0055176 | 4.8734 | 0 | 0 | 4.8734 | 43.6408 | 5.9586 | 0 | 0.71912 | 6.6777 | 3.98 | 1.6778 | 1.4997 | 0 | 0 | 8.1774 | 4.8734 | 1.678
| Premium HVAC Equipment-Big Box-NR | 15 | 10.7625 | 6.82 | 0 | 0 |  | 0.17 | 0 | 11.5831 | 0 | 0.0077781 | 8.3559 | 0 | 0 | 8.3559 | 53.0807 | 8.3996 | 0 | 1.0137 | 9.4134 | 6.8241 | 1.3794 | 2.1141 | 0 | 0 | 11.5275 | 8.3559 | 1.3796
| Premium HVAC Equipment-University-NR | 15 | 1.5226 | 0.99 | 0 | 0 |  | 0.17 | 0 | 1.6387 | 0 | 0.0011004 | 1.2119 | 0 | 0 | 1.2119 | 54.4147 | 1.1883 | 0 | 0.14342 | 1.3318 | 0.9897 | 1.3456 | 0.2991 | 0 | 0 | 1.6309 | 1.2119 | 1.3457
| Premium HVAC Equipment-Other-NR | 15 | 26.0795 | 16.95 | 0 | 0 |  | 0.17 | 0 | 28.0681 | 0 | 0.018848 | 20.7568 | 0 | 0 | 20.7568 | 54.4149 | 20.3539 | 0 | 2.4565 | 22.8104 | 16.9517 | 1.3456 | 5.1229 | 0 | 0 | 27.9333 | 20.7568 | 1.3457
| Premium HVAC Equipment-OtherHealth-NR | 15 | 2.1873 | 1.42 | 0 | 0 |  | 0.17 | 0 | 2.3541 | 0 | 0.0015808 | 1.7409 | 0 | 0 | 1.7409 | 54.4166 | 1.7071 | 0 | 0.20603 | 1.9131 | 1.4218 | 1.3456 | 0.42967 | 0 | 0 | 2.3428 | 1.7409 | 1.3457
| Premium HVAC Equipment-K-12-NR | 15 | 1.9704 | 1.77 | 0 | 0 |  | 0.17 | 0 | 2.1207 | 0 | 0.0014241 | 2.1715 | 0 | 0 | 2.1715 | 75.3434 | 1.5378 | 0 | 0.1856 | 1.7234 | 1.7734 | 0.97183 | 0.38707 | 0 | 0 | 2.1105 | 2.1715 | 0.97193
| Premium HVAC Equipment-Lodging-NR | 15 | 4.0503 | 3.65 | 0 | 0 |  | 0.17 | 0 | 4.3591 | 0 | 0.0029272 | 4.4635 | 0 | 0 | 4.4635 | 75.3444 | 3.1611 | 0 | 0.3815 | 3.5426 | 3.6453 | 0.97182 | 0.79562 | 0 | 0 | 4.3382 | 4.4635 | 0.97192
| Premium HVAC Equipment-Supermarket-NR | 15 | 0.78077 | 0.78 | 0 | 0 |  | 0.17 | 0 | 0.84031 | 0 | 0.00056427 | 0.95606 | 0 | 0 | 0.95606 | 83.7179 | 0.60936 | 0 | 0.073542 | 0.6829 | 0.7808 | 0.87462 | 0.15337 | 0 | 0 | 0.83627 | 0.95606 | 0.87471
| Premium HVAC Equipment-MIniMart-NR | 15 | 0.48385 | 0.63 | 0 | 0 |  | 0.17 | 0 | 0.52074 | 0 | 0.00034968 | 0.77019 | 0 | 0 | 0.77019 | 108.8292 | 0.37762 | 0 | 0.045574 | 0.4232 | 0.629 | 0.67281 | 0.095045 | 0 | 0 | 0.51824 | 0.77019 | 0.67287
| Premium HVAC Equipment-Warehouse-NR | 15 | 0.083798 | 10.89 | 0 | 0 |  | 0.17 | 0 | 0.090188 | 0 | 6.0561e-05 | 13.3391 | 0 | 0 | 13.3391 | 10882.972 | 0.065401 | 0 | 0.0078931 | 0.073294 | 10.8938 | 0.0067281 | 0.016461 | 0 | 0 | 0.089755 | 13.3391 | 0.0067287
Totals for Measures/Categories with Benefits Exceeding Costs
| Totals Basis | Busbar Savings | PV Cost | First Cost | Admin Cost | Program Cost | Program $/KWa | Levelized Cost | PV Benefits | B/C Ratio
| Measures with B/C>1.00 | 71.7253 | 36.2026 | 29.57 | 5.9132 | 42.1158 | 5143.7139 | 43.2059 | 52.0124 | 1.235
| Categories with B/C>1.00 | 0 | 0 | 0 | 0 | 0 | 0 | 0 | 81.0131 | 0
| % of Measures with B/C >1.00 | 77.978 | 56.8409 | 46.421 | 9.2842 | 66.1251 | 7428.4561 | 62.3971 | 56.5467 | 0.85515
| Block 1: x <=10 m/kWh | 0 | 0 | 0 | 0 | 0 | 0 | 0 | 0 | 0
| Block 2: 10< x <=20 m/kWh | 9.7331 | 1.1815 | 0.96 | 0.19298 | 1.3745 | 1237.0497 | 10.3909 | 7.0581 | 5.1351
| Block 3: 20< x <=30 m/kWh | 0 | 0 | 0 | 0 | 0 | 0 | 0 | 0 | 0
| Block 4: 30< x <=40 m/kWh | 0 | 0 | 0 | 0 | 0 | 0 | 0 | 0 | 0
| Block 5: 40< x <=50 m/kWh | 42.1921 | 21.7918 | 17.8 | 3.5594 | 25.3512 | 5263.4624 | 44.2117 | 30.5961 | 1.2069
| Block 6: 50< x <=60 m/kWh | 8.2169 | 4.8734 | 3.98 | 0.796 | 5.6694 | 6044.1118 | 50.769 | 5.9586 | 1.051
| Block 7: 60m/kWh < x | 51.5751 | 53.7658 | 43.91 | 8.7819 | 62.5477 | 10623.7041 | 89.2364 | 37.4003 | 0.59795
Note on F7: Tom Eckman: Annual value of natural gas savings at an avoided cost of $0.30/Therm (1997$).
Note on H7: Tom Eckman: Annual avoided cost of end user's water and waste water treatment costs and detergent savings.

## MDataNew
Data Set Name
Premium HVAC Equipment | Weighted For Region | 6
Units are 1000 sf
Input Data | [7 empty] | Periodic O&M | [5 empty] | Other Fuels
Category Name | Measure Name | Savings (kWh/yr.) | Phys Life (yr.) | Capital Cost ($) | Annual O&M ($) | Shape Pointer | Non-E Val ($/yr.) | Cost 1 ($) | Period 1 | Cost 2 ($) | Period 2 | Cost 3 ($) | Period 3 | Savings (mmBtu/yr) | Shape Pointer
Premium HVAC Equipment-Large Off-New | Premium HVAC Equipment-Large Off-New | #REF! | 15 | #REF! | 0 | SmComCAC | 0
Premium HVAC Equipment-Medium Off-New | Premium HVAC Equipment-Medium Off-New | #REF! | 15 | #REF! | 0 | SmComCAC | 0
Premium HVAC Equipment-Small Off-New | Premium HVAC Equipment-Small Off-New | #REF! | 15 | #REF! | 0 | SmComCAC | 0
Premium HVAC Equipment-Big Box-New | Premium HVAC Equipment-Big Box-New | #REF! | 15 | #REF! | 0 | SmComCAC | 0
Premium HVAC Equipment-Small Box-New | Premium HVAC Equipment-Small Box-New | #REF! | 15 | #REF! | 0 | SmComCAC | 0
Premium HVAC Equipment-High End-New | Premium HVAC Equipment-High End-New | #REF! | 15 | #REF! | 0 | SmComCAC | 0
Premium HVAC Equipment-Anchor-New | Premium HVAC Equipment-Anchor-New | #REF! | 15 | #REF! | 0 | SmComCAC | 0
Premium HVAC Equipment-K-12-New | Premium HVAC Equipment-K-12-New | #REF! | 15 | #REF! | 0 | SmComCAC | 0
Premium HVAC Equipment-University-New | Premium HVAC Equipment-University-New | #REF! | 15 | #REF! | 0 | SmComCAC | 0
Premium HVAC Equipment-Warehouse-New | Premium HVAC Equipment-Warehouse-New | #REF! | 15 | #REF! | 0 | SmComCAC | 0
Premium HVAC Equipment-Supermarket-New | Premium HVAC Equipment-Supermarket-New | #REF! | 15 | #REF! | 0 | SmComCAC | 0
Premium HVAC Equipment-MIniMart-New | Premium HVAC Equipment-MIniMart-New | #REF! | 15 | #REF! | 0 | SmComCAC | 0
Premium HVAC Equipment-Restaurant-New | Premium HVAC Equipment-Restaurant-New | #REF! | 15 | #REF! | 0 | SmComCAC | 0
Premium HVAC Equipment-Lodging-New | Premium HVAC Equipment-Lodging-New | #REF! | 15 | #REF! | 0 | SmComCAC | 0
Premium HVAC Equipment-Hospital-New | Premium HVAC Equipment-Hospital-New | #REF! | 15 | #REF! | 0 | SmComCAC | 0
Premium HVAC Equipment-OtherHealth-New | Premium HVAC Equipment-OtherHealth-New | #REF! | 15 | #REF! | 0 | SmComCAC | 0
Premium HVAC Equipment-Other-New | Premium HVAC Equipment-Other-New | #REF! | 15 | #REF! | 0 | SmComCAC | 0
ProCost Results, Version 1.70a: JPH 03/07/01, 02:12 PM 4/8/2004
Measure Results (2000 $) |  | Measure Input Data | [7 empty] | Savings |  |  | PV Capital |  |  |  | PV O&M |  | Total PV Costs |  |  |  |  | Levelized Cost (mills/kwh) |  |  |  |  | PV Bulk Power System Benefits | [5 empty] | PV Regional Benefits
Category | Measure | Measure Life | Site Savings (kWh) | Capital Cost ($/unit) | Annual O&M Cost ($/unit) | PV Per. Repl. Cost ($/unit) | Load Shape | Div. Load Factor | Bulk Pwr Coin. Factor | Bulk Energy (kWh) | Bulk Demand (kw) | Local Demand (kW) | Spon 1 | Spon 2 | Spon 3 | Cust | Utility | Cust | Spon 1 | Spon 2 | Spon 3 | Cust | Total | Spon 1 | Spon 2 | Spon 3 | Cust | Total | Energy | Bulk T&D Def. Cap. | Act C-E Credit | Total System Benefit | Total non-Consumer Cost | Bulk System B/C Ratio | Local T&D Def.Cap. | Non-E Value | Exter-nalities | Total Regional Benefit | Total Regional Cost | Total Regional B/C Ratio
Premium HVAC Equipment-Large Off-New | Premium HVAC Equipment-Large Off-New | 15 | 7.1732 | 0.85 | 0 | 0 | SmComCAC | 0.17 | 0 | 7.7202 | 0 | 0.0051841 |  |  | 0.8504 | 0.19089 | 0 | 0 | 0 | 0 | 0.8504 | 0.19089 | 1.0413 | 0 | 0 | 8.1052 | 1.8194 | 9.9246 | 5.5984 | 0 | 0.67566 | 6.2741 | 0.8504 | 7.3778 | 1.4091 | 0 | 0 | 7.6831 | 1.0413 | 7.3785
Premium HVAC Equipment-Medium Off-New | Premium HVAC Equipment-Medium Off-New | 15 | 7.2871 | 3.74 | 0 | 0 | SmComCAC | 0.17 | 0 | 7.8428 | 0 | 0.0052664 |  |  | 3.7433 | 0.84025 | 0 | 0 | 0 | 0 | 3.7433 | 0.84025 | 4.5835 | 0 | 0 | 35.1201 | 7.8833 | 43.0034 | 5.6873 | 0 | 0.68638 | 6.3736 | 3.7433 | 1.7027 | 1.4314 | 0 | 0 | 7.8051 | 4.5835 | 1.7029
Premium HVAC Equipment-Small Off-New | Premium HVAC Equipment-Small Off-New | 15 | 7.0913 | 4.11 | 0 | 0 | SmComCAC | 0.17 | 0 | 7.632 | 0 | 0.0051249 |  |  | 4.1074 | 0.92197 | 0 | 0 | 0 | 0 | 4.1074 | 0.92197 | 5.0294 | 0 | 0 | 39.6003 | 8.8889 | 48.4892 | 5.5344 | 0 | 0.66794 | 6.2024 | 4.1074 | 1.5101 | 1.393 | 0 | 0 | 7.5954 | 5.0294 | 1.5102
Premium HVAC Equipment-Big Box-New | Premium HVAC Equipment-Big Box-New | 15 | 15.0555 | 10.61 | 0 | 0 | SmComCAC | 0.17 | 0 | 16.2035 | 0 | 0.010881 |  |  | 10.6068 | 2.3809 | 0 | 0 | 0 | 0 | 10.6068 | 2.3809 | 12.9877 | 0 | 0 | 48.1665 | 10.8118 | 58.9783 | 11.7502 | 0 | 1.4181 | 13.1683 | 10.6068 | 1.2415 | 2.9574 | 0 | 0 | 16.1257 | 12.9877 | 1.2416
Premium HVAC Equipment-Small Box-New | Premium HVAC Equipment-Small Box-New | 15 | 8.5282 | 4.41 | 0 | 0 | SmComCAC | 0.17 | 0 | 9.1785 | 0 | 0.0061634 |  |  | 4.4124 | 0.99044 | 0 | 0 | 0 | 0 | 4.4124 | 0.99044 | 5.4028 | 0 | 0 | 35.3731 | 7.9401 | 43.3132 | 6.6559 | 0 | 0.80328 | 7.4592 | 4.4124 | 1.6905 | 1.6752 | 0 | 0 | 9.1344 | 5.4028 | 1.6907
Premium HVAC Equipment-High End-New | Premium HVAC Equipment-High End-New | 15 | 2.1321 | 1.1 | 0 | 0 | SmComCAC | 0.17 | 0 | 2.2946 | 0 | 0.0015408 |  |  | 1.1031 | 0.24761 | 0 | 0 | 0 | 0 | 1.1031 | 0.24761 | 1.3507 | 0 | 0 | 35.3731 | 7.9401 | 43.3132 | 1.664 | 0 | 0.20082 | 1.8648 | 1.1031 | 1.6905 | 0.41881 | 0 | 0 | 2.2836 | 1.3507 | 1.6907
Premium HVAC Equipment-Anchor-New | Premium HVAC Equipment-Anchor-New | 15 | 2.2583 | 1.03 | 0 | 0 | SmComCAC | 0.17 | 0 | 2.4305 | 0 | 0.0016321 |  |  | 1.0342 | 0.23214 | 0 | 0 | 0 | 0 | 1.0342 | 0.23214 | 1.2663 | 0 | 0 | 31.3093 | 7.0279 | 38.3372 | 1.7625 | 0 | 0.21271 | 1.9752 | 1.0342 | 1.9099 | 0.44362 | 0 | 0 | 2.4189 | 1.2663 | 1.9101
Premium HVAC Equipment-K-12-New | Premium HVAC Equipment-K-12-New | 15 | 1.3449 | 1.34 | 0 | 0 | SmComCAC | 0.17 | 0 | 1.4475 | 0 | 0.00097197 |  |  | 1.3449 | 0.30189 | 0 | 0 | 0 | 0 | 1.3449 | 0.30189 | 1.6468 | 0 | 0 | 68.3679 | 15.3463 | 83.7142 | 1.0496 | 0 | 0.12668 | 1.1763 | 1.3449 | 0.87466 | 0.26419 | 0 | 0 | 1.4405 | 1.6468 | 0.87474
Premium HVAC Equipment-University-New | Premium HVAC Equipment-University-New | 15 | 1.0393 | 0.75 | 0 | 0 | SmComCAC | 0.17 | 0 | 1.1185 | 0 | 0.00075107 |  |  | 0.7506 | 0.16848 | 0 | 0 | 0 | 0 | 0.7506 | 0.16848 | 0.91908 | 0 | 0 | 49.3792 | 11.084 | 60.4632 | 0.81109 | 0 | 0.097888 | 0.90898 | 0.7506 | 1.211 | 0.20415 | 0 | 0 | 1.1131 | 0.91908 | 1.2111
Premium HVAC Equipment-Warehouse-New | Premium HVAC Equipment-Warehouse-New | 15 | 0.10755 | 15.53 | 0 | 0 | SmComCAC | 0.17 | 0 | 0.11575 | 0 | 7.7725e-05 |  |  | 15.5346 | 3.487 | 0 | 0 | 0 | 0 | 15.5346 | 3.487 | 19.0216 | 0 | 0 | 9875.4639 | 2216.7144 | 12092.1784 | 0.083936 | 0 | 0.01013 | 0.094066 | 15.5346 | 0.0060553 | 0.021126 | 0 | 0 | 0.11519 | 19.0216 | 0.0060559
Premium HVAC Equipment-Supermarket-New | Premium HVAC Equipment-Supermarket-New | 15 | 0.17905 | 0.2 | 0 | 0 | SmComCAC | 0.17 | 0 | 0.1927 | 0 | 0.0001294 |  |  | 0.1989 | 0.044646 | 0 | 0 | 0 | 0 | 0.1989 | 0.044646 | 0.24355 | 0 | 0 | 75.9494 | 17.0481 | 92.9975 | 0.13974 | 0 | 0.016865 | 0.1566 | 0.1989 | 0.78735 | 0.035171 | 0 | 0 | 0.19177 | 0.24355 | 0.78742
Premium HVAC Equipment-MIniMart-New | Premium HVAC Equipment-MIniMart-New | 15 | 0.33513 | 0.48 | 0 | 0 | SmComCAC | 0.17 | 0 | 0.36068 | 0 | 0.0002422 |  |  | 0.4841 | 0.10866 | 0 | 0 | 0 | 0 | 0.4841 | 0.10866 | 0.59276 | 0 | 0 | 98.7592 | 22.1682 | 120.9273 | 0.26155 | 0 | 0.031566 | 0.29312 | 0.4841 | 0.6055 | 0.065832 | 0 | 0 | 0.35895 | 0.59276 | 0.60556
Premium HVAC Equipment-Restaurant-New | Premium HVAC Equipment-Restaurant-New | 15 | 1.6008 | 0.82 | 0 | 0 | SmComCAC | 0.17 | 0 | 1.7229 | 0 | 0.0011569 |  |  | 0.8217 | 0.18444 | 0 | 0 | 0 | 0 | 0.8217 | 0.18444 | 1.0061 | 0 | 0 | 35.0939 | 7.8774 | 42.9713 | 1.2494 | 0 | 0.15078 | 1.4001 | 0.8217 | 1.704 | 0.31446 | 0 | 0 | 1.7146 | 1.0061 | 1.7041
Premium HVAC Equipment-Lodging-New | Premium HVAC Equipment-Lodging-New | 15 | 3.4721 | 3.47 | 0 | 0 | SmComCAC | 0.17 | 0 | 3.7369 | 0 | 0.0025093 |  |  | 3.4721 | 0.77937 | 0 | 0 | 0 | 0 | 3.4721 | 0.77937 | 4.2515 | 0 | 0 | 68.368 | 15.3463 | 83.7144 | 2.7098 | 0 | 0.32704 | 3.0369 | 3.4721 | 0.87466 | 0.68205 | 0 | 0 | 3.7189 | 4.2515 | 0.87474
Premium HVAC Equipment-Hospital-New | Premium HVAC Equipment-Hospital-New | 15 | 1.2004 | 0.58 | 0 | 0 | SmComCAC | 0.17 | 0 | 1.292 | 0 | 0.00086755 |  |  | 0.578 | 0.12974 | 0 | 0 | 0 | 0 | 0.578 | 0.12974 | 0.70774 | 0 | 0 | 32.9194 | 7.3893 | 40.3087 | 0.93687 | 0 | 0.11307 | 1.0499 | 0.578 | 1.8165 | 0.23581 | 0 | 0 | 1.2857 | 0.70774 | 1.8167
Premium HVAC Equipment-OtherHealth-New | Premium HVAC Equipment-OtherHealth-New | 15 | 1.9816 | 1.43 | 0 | 0 | SmComCAC | 0.17 | 0 | 2.1327 | 0 | 0.0014321 |  |  | 1.4312 | 0.32126 | 0 | 0 | 0 | 0 | 1.4312 | 0.32126 | 1.7525 | 0 | 0 | 49.3777 | 11.0837 | 60.4614 | 1.5466 | 0 | 0.18665 | 1.7332 | 1.4312 | 1.211 | 0.38927 | 0 | 0 | 2.1225 | 1.7525 | 1.2112
Premium HVAC Equipment-Other-New | Premium HVAC Equipment-Other-New | 15 | 30.098 | 21.74 | 0 | 0 | SmComCAC | 0.17 | 0 | 32.3929 | 0 | 0.021752 |  |  | 21.7374 | 4.8793 | 0 | 0 | 0 | 0 | 21.7374 | 4.8793 | 26.6167 | 0 | 0 | 49.3773 | 11.0836 | 60.4609 | 23.4901 | 0 | 2.835 | 26.3251 | 21.7374 | 1.2111 | 5.9123 | 0 | 0 | 32.2374 | 26.6167 | 1.2112
Category Totals (2000 $) |  | Savings Weighted Measure Data | [7 empty] | Savings |  |  | PV Costs |  |  |  | Lvl Cst | PV Bulk Power System Benefits | [5 empty] | PV Regional Benefits
| Category | Weighted Measure Life | Site Savings (kWh) | Capital Cost ($/unit) | Annual O&M Cost ($/unit) | Per. Repl. Cost ($/unit) | Load Shape | Weighted Load Factor | Weighted Coinc. Factor | Bulk Energy (kWh) | Bulk Demand (kw) | Local Demand (kW) | PV Capital | PV Annual O&M | PV Period. Repl. | PV Total Costs | Levelized Cost mills/kWh | Energy | Bulk T&D Def. Cap. | Act C-E Credit | Total System Benefit | Total non-Consumer Cost | Bulk System B/C Ratio | Local T&D Def.Cap. | Non-E Value | Exter-nalities | Total Regional Benefit | Total Regional Cost | Total Regional B/C Ratio
| Premium HVAC Equipment-Large Off-New | 15 | 7.1732 | 0.85 | 0 | 0 |  | 0.17 | 0 | 7.7202 | 0 | 0.0051841 | 1.0413 | 0 | 0 | 1.0413 | 9.9246 | 5.5984 | 0 | 0.67566 | 6.2741 | 0.8504 | 7.3778 | 1.4091 | 0 | 0 | 7.6831 | 1.0413 | 7.3785
| Premium HVAC Equipment-Anchor-New | 15 | 2.2583 | 1.03 | 0 | 0 |  | 0.17 | 0 | 2.4305 | 0 | 0.0016321 | 1.2663 | 0 | 0 | 1.2663 | 38.3372 | 1.7625 | 0 | 0.21271 | 1.9752 | 1.0342 | 1.9099 | 0.44362 | 0 | 0 | 2.4189 | 1.2663 | 1.9101
| Premium HVAC Equipment-Hospital-New | 15 | 1.2004 | 0.58 | 0 | 0 |  | 0.17 | 0 | 1.292 | 0 | 0.00086755 | 0.70774 | 0 | 0 | 0.70774 | 40.3087 | 0.93687 | 0 | 0.11307 | 1.0499 | 0.578 | 1.8165 | 0.23581 | 0 | 0 | 1.2857 | 0.70774 | 1.8167
| Premium HVAC Equipment-Restaurant-New | 15 | 1.6008 | 0.82 | 0 | 0 |  | 0.17 | 0 | 1.7229 | 0 | 0.0011569 | 1.0061 | 0 | 0 | 1.0061 | 42.9713 | 1.2494 | 0 | 0.15078 | 1.4001 | 0.8217 | 1.704 | 0.31446 | 0 | 0 | 1.7146 | 1.0061 | 1.7041
| Premium HVAC Equipment-Medium Off-New | 15 | 7.2871 | 3.74 | 0 | 0 |  | 0.17 | 0 | 7.8428 | 0 | 0.0052664 | 4.5835 | 0 | 0 | 4.5835 | 43.0034 | 5.6873 | 0 | 0.68638 | 6.3736 | 3.7433 | 1.7027 | 1.4314 | 0 | 0 | 7.8051 | 4.5835 | 1.7029
| Premium HVAC Equipment-Small Box-New | 15 | 8.5282 | 4.41 | 0 | 0 |  | 0.17 | 0 | 9.1785 | 0 | 0.0061634 | 5.4028 | 0 | 0 | 5.4028 | 43.3132 | 6.6559 | 0 | 0.80328 | 7.4592 | 4.4124 | 1.6905 | 1.6752 | 0 | 0 | 9.1344 | 5.4028 | 1.6907
| Premium HVAC Equipment-High End-New | 15 | 2.1321 | 1.1 | 0 | 0 |  | 0.17 | 0 | 2.2946 | 0 | 0.0015408 | 1.3507 | 0 | 0 | 1.3507 | 43.3132 | 1.664 | 0 | 0.20082 | 1.8648 | 1.1031 | 1.6905 | 0.41881 | 0 | 0 | 2.2836 | 1.3507 | 1.6907
| Premium HVAC Equipment-Small Off-New | 15 | 7.0913 | 4.11 | 0 | 0 |  | 0.17 | 0 | 7.632 | 0 | 0.0051249 | 5.0294 | 0 | 0 | 5.0294 | 48.4892 | 5.5344 | 0 | 0.66794 | 6.2024 | 4.1074 | 1.5101 | 1.393 | 0 | 0 | 7.5954 | 5.0294 | 1.5102
| Premium HVAC Equipment-Big Box-New | 15 | 15.0555 | 10.61 | 0 | 0 |  | 0.17 | 0 | 16.2035 | 0 | 0.010881 | 12.9877 | 0 | 0 | 12.9877 | 58.9783 | 11.7502 | 0 | 1.4181 | 13.1683 | 10.6068 | 1.2415 | 2.9574 | 0 | 0 | 16.1257 | 12.9877 | 1.2416
| Premium HVAC Equipment-Other-New | 15 | 30.098 | 21.74 | 0 | 0 |  | 0.17 | 0 | 32.3929 | 0 | 0.021752 | 26.6167 | 0 | 0 | 26.6167 | 60.4609 | 23.4901 | 0 | 2.835 | 26.3251 | 21.7374 | 1.2111 | 5.9123 | 0 | 0 | 32.2374 | 26.6167 | 1.2112
| Premium HVAC Equipment-OtherHealth-New | 15 | 1.9816 | 1.43 | 0 | 0 |  | 0.17 | 0 | 2.1327 | 0 | 0.0014321 | 1.7525 | 0 | 0 | 1.7525 | 60.4614 | 1.5466 | 0 | 0.18665 | 1.7332 | 1.4312 | 1.211 | 0.38927 | 0 | 0 | 2.1225 | 1.7525 | 1.2112
| Premium HVAC Equipment-University-New | 15 | 1.0393 | 0.75 | 0 | 0 |  | 0.17 | 0 | 1.1185 | 0 | 0.00075107 | 0.91908 | 0 | 0 | 0.91908 | 60.4632 | 0.81109 | 0 | 0.097888 | 0.90898 | 0.7506 | 1.211 | 0.20415 | 0 | 0 | 1.1131 | 0.91908 | 1.2111
| Premium HVAC Equipment-K-12-New | 15 | 1.3449 | 1.34 | 0 | 0 |  | 0.17 | 0 | 1.4475 | 0 | 0.00097197 | 1.6468 | 0 | 0 | 1.6468 | 83.7142 | 1.0496 | 0 | 0.12668 | 1.1763 | 1.3449 | 0.87466 | 0.26419 | 0 | 0 | 1.4405 | 1.6468 | 0.87474
| Premium HVAC Equipment-Lodging-New | 15 | 3.4721 | 3.47 | 0 | 0 |  | 0.17 | 0 | 3.7369 | 0 | 0.0025093 | 4.2515 | 0 | 0 | 4.2515 | 83.7144 | 2.7098 | 0 | 0.32704 | 3.0369 | 3.4721 | 0.87466 | 0.68205 | 0 | 0 | 3.7189 | 4.2515 | 0.87474
| Premium HVAC Equipment-Supermarket-New | 15 | 0.17905 | 0.2 | 0 | 0 |  | 0.17 | 0 | 0.1927 | 0 | 0.0001294 | 0.24355 | 0 | 0 | 0.24355 | 92.9975 | 0.13974 | 0 | 0.016865 | 0.1566 | 0.1989 | 0.78735 | 0.035171 | 0 | 0 | 0.19177 | 0.24355 | 0.78742
| Premium HVAC Equipment-MIniMart-New | 15 | 0.33513 | 0.48 | 0 | 0 |  | 0.17 | 0 | 0.36068 | 0 | 0.0002422 | 0.59276 | 0 | 0 | 0.59276 | 120.9274 | 0.26155 | 0 | 0.031566 | 0.29312 | 0.4841 | 0.6055 | 0.065832 | 0 | 0 | 0.35895 | 0.59276 | 0.60556
| Premium HVAC Equipment-Warehouse-New | 15 | 0.10755 | 15.53 | 0 | 0 |  | 0.17 | 0 | 0.11575 | 0 | 7.7725e-05 | 19.0216 | 0 | 0 | 19.0216 | 12092.1786 | 0.083936 | 0 | 0.01013 | 0.094066 | 15.5346 | 0.0060553 | 0.021126 | 0 | 0 | 0.11519 | 19.0216 | 0.0060559
Totals for Measures/Categories with Benefits Exceeding Costs
| Totals Basis | Busbar Savings | PV Cost | First Cost | Admin Cost | Program Cost | Program $/KWa | Levelized Cost | PV Benefits | B/C Ratio
| Measures with B/C>1.00 | 40.1134 | 20.388 | 16.65 | 3.3301 | 23.7181 | 5179.5693 | 43.5071 | 29.0887 | 1.2264
| Categories with B/C>1.00 | 0 | 0 | 0 | 0 | 0 | 0 | 0 | 70.9314 | 0
| % of Measures with B/C >1.00 | 51.0578 | 52.7009 | 43.0399 | 8.608 | 61.3089 | 10518.7842 | 88.3551 | 37.0252 | 0.60391
| Block 1: x <=10 m/kWh | 0 | 0 | 0 | 0 | 0 | 0 | 0 | 0 | 0
| Block 2: 10< x <=20 m/kWh | 7.7202 | 1.0413 | 0.85 | 0.17008 | 1.2114 | 1374.5182 | 11.5456 | 5.5984 | 4.6216
| Block 3: 20< x <=30 m/kWh | 0 | 0 | 0 | 0 | 0 | 0 | 0 | 0 | 0
| Block 4: 30< x <=40 m/kWh | 0 | 0 | 0 | 0 | 0 | 0 | 0 | 0 | 0
| Block 5: 40< x <=50 m/kWh | 5.4453 | 2.9802 | 2.43 | 0.48678 | 3.467 | 5577.4199 | 46.8489 | 3.9488 | 1.139
| Block 6: 50< x <=60 m/kWh | 26.9479 | 16.3665 | 13.37 | 2.6732 | 19.0397 | 6189.2725 | 51.9883 | 19.5416 | 1.0264
| Block 7: 60m/kWh < x | 57.7012 | 68.0321 | 55.56 | 11.1121 | 79.1442 | 12015.4121 | 100.9264 | 41.8427 | 0.52869
Note on F5: Tom Eckman: Annual value of natural gas savings at an avoided cost of $0.30/Therm (1997$).
Note on H5: Tom Eckman: Annual avoided cost of end user's water and waste water treatment costs and detergent savings.

## MDataNew-IntD
Data Set Name
Premium HVAC Equipment | Weighted For Region | 6
Units are 1000 sf
Input Data | [7 empty] | Periodic O&M | [5 empty] | Other Fuels
Category Name | Measure Name | Savings (kWh/yr.) | Phys Life (yr.) | Capital Cost ($) | Annual O&M ($) | Shape Pointer | Non-E Val ($/yr.) | Cost 1 ($) | Period 1 | Cost 2 ($) | Period 2 | Cost 3 ($) | Period 3 | Savings (mmBtu/yr) | Shape Pointer
Premium HVAC Equipment-Large Off-New | Premium HVAC Equipment-Large Off-New | #REF! | 15 | #REF! | 0 | SmComCAC | 0
Premium HVAC Equipment-Medium Off-New | Premium HVAC Equipment-Medium Off-New | #REF! | 15 | #REF! | 0 | SmComCAC | 0
Premium HVAC Equipment-Small Off-New | Premium HVAC Equipment-Small Off-New | #REF! | 15 | #REF! | 0 | SmComCAC | 0
Premium HVAC Equipment-Big Box-New | Premium HVAC Equipment-Big Box-New | #REF! | 15 | #REF! | 0 | SmComCAC | 0
Premium HVAC Equipment-Small Box-New | Premium HVAC Equipment-Small Box-New | #REF! | 15 | #REF! | 0 | SmComCAC | 0
Premium HVAC Equipment-High End-New | Premium HVAC Equipment-High End-New | #REF! | 15 | #REF! | 0 | SmComCAC | 0
Premium HVAC Equipment-Anchor-New | Premium HVAC Equipment-Anchor-New | #REF! | 15 | #REF! | 0 | SmComCAC | 0
Premium HVAC Equipment-K-12-New | Premium HVAC Equipment-K-12-New | #REF! | 15 | #REF! | 0 | SmComCAC | 0
Premium HVAC Equipment-University-New | Premium HVAC Equipment-University-New | #REF! | 15 | #REF! | 0 | SmComCAC | 0
Premium HVAC Equipment-Warehouse-New | Premium HVAC Equipment-Warehouse-New | #REF! | 15 | #REF! | 0 | SmComCAC | 0
Premium HVAC Equipment-Supermarket-New | Premium HVAC Equipment-Supermarket-New | #REF! | 15 | #REF! | 0 | SmComCAC | 0
Premium HVAC Equipment-MIniMart-New | Premium HVAC Equipment-MIniMart-New | #REF! | 15 | #REF! | 0 | SmComCAC | 0
Premium HVAC Equipment-Restaurant-New | Premium HVAC Equipment-Restaurant-New | #REF! | 15 | #REF! | 0 | SmComCAC | 0
Premium HVAC Equipment-Lodging-New | Premium HVAC Equipment-Lodging-New | #REF! | 15 | #REF! | 0 | SmComCAC | 0
Premium HVAC Equipment-Hospital-New | Premium HVAC Equipment-Hospital-New | #REF! | 15 | #REF! | 0 | SmComCAC | 0
Premium HVAC Equipment-OtherHealth-New | Premium HVAC Equipment-OtherHealth-New | #REF! | 15 | #REF! | 0 | SmComCAC | 0
Premium HVAC Equipment-Other-New | Premium HVAC Equipment-Other-New | #REF! | 15 | #REF! | 0 | SmComCAC | 0
ProCost Results, Version 1.70a: JPH 03/07/01, 02:12 PM 4/8/2004
Measure Results (2000 $) |  | Measure Input Data | [7 empty] | Savings |  |  | PV Capital |  |  |  | PV O&M |  | Total PV Costs |  |  |  |  | Levelized Cost (mills/kwh) |  |  |  |  | PV Bulk Power System Benefits | [5 empty] | PV Regional Benefits
Category | Measure | Measure Life | Site Savings (kWh) | Capital Cost ($/unit) | Annual O&M Cost ($/unit) | PV Per. Repl. Cost ($/unit) | Load Shape | Div. Load Factor | Bulk Pwr Coin. Factor | Bulk Energy (kWh) | Bulk Demand (kw) | Local Demand (kW) | Spon 1 | Spon 2 | Spon 3 | Cust | Utility | Cust | Spon 1 | Spon 2 | Spon 3 | Cust | Total | Spon 1 | Spon 2 | Spon 3 | Cust | Total | Energy | Bulk T&D Def. Cap. | Act C-E Credit | Total System Benefit | Total non-Consumer Cost | Bulk System B/C Ratio | Local T&D Def.Cap. | Non-E Value | Exter-nalities | Total Regional Benefit | Total Regional Cost | Total Regional B/C Ratio
Premium HVAC Equipment-Large Off-New | Premium HVAC Equipment-Large Off-New | 15 | 9.6149 | 1.14 | 0 | 0 | SmComCAC | 0.17 | 0 | 10.3481 | 0 | 0.0069487 |  |  | 1.1398 | 0.25585 | 0 | 0 | 0 | 0 | 1.1398 | 0.25585 | 1.3956 | 0 | 0 | 8.1047 | 1.8192 | 9.924 | 7.504 | 0 | 0.90564 | 8.4097 | 1.1398 | 7.3782 | 1.8887 | 0 | 0 | 10.2984 | 1.3956 | 7.3789
Premium HVAC Equipment-Medium Off-New | Premium HVAC Equipment-Medium Off-New | 15 | 7.3257 | 3.76 | 0 | 0 | SmComCAC | 0.17 | 0 | 7.8842 | 0 | 0.0052943 |  |  | 3.7631 | 0.84469 | 0 | 0 | 0 | 0 | 3.7631 | 0.84469 | 4.6078 | 0 | 0 | 35.1201 | 7.8833 | 43.0034 | 5.7174 | 0 | 0.69001 | 6.4074 | 3.7631 | 1.7027 | 1.439 | 0 | 0 | 7.8464 | 4.6078 | 1.7029
Premium HVAC Equipment-Small Off-New | Premium HVAC Equipment-Small Off-New | 15 | 3.2339 | 1.87 | 0 | 0 | SmComCAC | 0.17 | 0 | 3.4805 | 0 | 0.0023372 |  |  | 1.8732 | 0.42047 | 0 | 0 | 0 | 0 | 1.8732 | 0.42047 | 2.2937 | 0 | 0 | 39.6014 | 8.8892 | 48.4906 | 2.5239 | 0 | 0.30461 | 2.8285 | 1.8732 | 1.51 | 0.63526 | 0 | 0 | 3.4638 | 2.2937 | 1.5102
Premium HVAC Equipment-Big Box-New | Premium HVAC Equipment-Big Box-New | 15 | 4.0781 | 2.87 | 0 | 0 | SmComCAC | 0.17 | 0 | 4.389 | 0 | 0.0029472 |  |  | 2.8731 | 0.64492 | 0 | 0 | 0 | 0 | 2.8731 | 0.64492 | 3.518 | 0 | 0 | 48.1675 | 10.812 | 58.9795 | 3.1827 | 0 | 0.38412 | 3.5669 | 2.8731 | 1.2415 | 0.80108 | 0 | 0 | 4.3679 | 3.518 | 1.2416
Premium HVAC Equipment-Small Box-New | Premium HVAC Equipment-Small Box-New | 15 | 2.31 | 1.2 | 0 | 0 | SmComCAC | 0.17 | 0 | 2.4862 | 0 | 0.0016695 |  |  | 1.1952 | 0.26828 | 0 | 0 | 0 | 0 | 1.1952 | 0.26828 | 1.4635 | 0 | 0 | 35.3738 | 7.9402 | 43.314 | 1.8029 | 0 | 0.21758 | 2.0205 | 1.1952 | 1.6905 | 0.45377 | 0 | 0 | 2.4742 | 1.4635 | 1.6906
Premium HVAC Equipment-High End-New | Premium HVAC Equipment-High End-New | 15 | 0.57751 | 0.3 | 0 | 0 | SmComCAC | 0.17 | 0 | 0.62154 | 0 | 0.00041737 |  |  | 0.2988 | 0.067071 | 0 | 0 | 0 | 0 | 0.2988 | 0.067071 | 0.36587 | 0 | 0 | 35.3738 | 7.9402 | 43.314 | 0.45072 | 0 | 0.054396 | 0.50511 | 0.2988 | 1.6905 | 0.11344 | 0 | 0 | 0.61856 | 0.36587 | 1.6906
Premium HVAC Equipment-Anchor-New | Premium HVAC Equipment-Anchor-New | 15 | 0.81561 | 0.37 | 0 | 0 | SmComCAC | 0.17 | 0 | 0.8778 | 0 | 0.00058945 |  |  | 0.3735 | 0.083838 | 0 | 0 | 0 | 0 | 0.3735 | 0.083838 | 0.45734 | 0 | 0 | 31.3086 | 7.0277 | 38.3363 | 0.63655 | 0 | 0.076823 | 0.71337 | 0.3735 | 1.91 | 0.16022 | 0 | 0 | 0.87359 | 0.45734 | 1.9102
Premium HVAC Equipment-K-12-New | Premium HVAC Equipment-K-12-New | 15 | 4.1661 | 4.17 | 0 | 0 | SmComCAC | 0.17 | 0 | 4.4837 | 0 | 0.0030108 |  |  | 4.1661 | 0.93515 | 0 | 0 | 0 | 0 | 4.1661 | 0.93515 | 5.1012 | 0 | 0 | 68.3692 | 15.3466 | 83.7158 | 3.2514 | 0 | 0.39241 | 3.6438 | 4.1661 | 0.87464 | 0.81836 | 0 | 0 | 4.4622 | 5.1012 | 0.87473
Premium HVAC Equipment-University-New | Premium HVAC Equipment-University-New | 15 | 4.2923 | 3.1 | 0 | 0 | SmComCAC | 0.17 | 0 | 4.6196 | 0 | 0.0031021 |  |  | 3.1 | 0.69585 | 0 | 0 | 0 | 0 | 3.1 | 0.69585 | 3.7958 | 0 | 0 | 49.3773 | 11.0836 | 60.4609 | 3.35 | 0 | 0.4043 | 3.7543 | 3.1 | 1.2111 | 0.84316 | 0 | 0 | 4.5974 | 3.7958 | 1.2112
Premium HVAC Equipment-Warehouse-New | Premium HVAC Equipment-Warehouse-New | 15 | 0.029131 | 4.21 | 0 | 0 | SmComCAC | 0.17 | 0 | 0.031352 | 0 | 2.1053e-05 |  |  | 4.2078 | 0.94451 | 0 | 0 | 0 | 0 | 4.2078 | 0.94451 | 5.1523 | 0 | 0 | 9875.4072 | 2216.7014 | 12092.1088 | 0.022736 | 0 | 0.0027439 | 0.025479 | 4.2078 | 0.0060553 | 0.0057224 | 0 | 0 | 0.031202 | 5.1523 | 0.0060559
Premium HVAC Equipment-Supermarket-New | Premium HVAC Equipment-Supermarket-New | 15 | 0.17999 | 0.2 | 0 | 0 | SmComCAC | 0.17 | 0 | 0.19372 | 0 | 0.00013008 |  |  | 0.2 | 0.044893 | 0 | 0 | 0 | 0 | 0.2 | 0.044893 | 0.24489 | 0 | 0 | 75.9674 | 17.0522 | 93.0196 | 0.14048 | 0 | 0.016954 | 0.15743 | 0.2 | 0.78716 | 0.035357 | 0 | 0 | 0.19279 | 0.24489 | 0.78724
Premium HVAC Equipment-MIniMart-New | Premium HVAC Equipment-MIniMart-New | 15 | 0.090776 | 0.13 | 0 | 0 | SmComCAC | 0.17 | 0 | 0.097698 | 0 | 6.5604e-05 |  |  | 0.1311 | 0.029428 | 0 | 0 | 0 | 0 | 0.1311 | 0.029428 | 0.16053 | 0 | 0 | 98.7387 | 22.1636 | 120.9023 | 0.070847 | 0 | 0.0085503 | 0.079397 | 0.1311 | 0.60562 | 0.017832 | 0 | 0 | 0.097229 | 0.16053 | 0.60568
Premium HVAC Equipment-Restaurant-New | Premium HVAC Equipment-Restaurant-New | 15 | 0.43361 | 0.22 | 0 | 0 | SmComCAC | 0.17 | 0 | 0.46667 | 0 | 0.00031337 |  |  | 0.2226 | 0.049966 | 0 | 0 | 0 | 0 | 0.2226 | 0.049966 | 0.27257 | 0 | 0 | 35.0983 | 7.8784 | 42.9766 | 0.33841 | 0 | 0.040842 | 0.37925 | 0.2226 | 1.7037 | 0.085176 | 0 | 0 | 0.46443 | 0.27257 | 1.7039
Premium HVAC Equipment-Lodging-New | Premium HVAC Equipment-Lodging-New | 15 | 0.94049 | 0.94 | 0 | 0 | SmComCAC | 0.17 | 0 | 1.0122 | 0 | 0.00067969 |  |  | 0.9405 | 0.21111 | 0 | 0 | 0 | 0 | 0.9405 | 0.21111 | 1.1516 | 0 | 0 | 68.3694 | 15.3467 | 83.7161 | 0.73401 | 0 | 0.088586 | 0.8226 | 0.9405 | 0.87464 | 0.18475 | 0 | 0 | 1.0073 | 1.1516 | 0.87472
Premium HVAC Equipment-Hospital-New | Premium HVAC Equipment-Hospital-New | 15 | 4.958 | 2.39 | 0 | 0 | SmComCAC | 0.17 | 0 | 5.336 | 0 | 0.0035831 |  |  | 2.3872 | 0.53585 | 0 | 0 | 0 | 0 | 2.3872 | 0.53585 | 2.923 | 0 | 0 | 32.9187 | 7.3892 | 40.3078 | 3.8695 | 0 | 0.467 | 4.3365 | 2.3872 | 1.8165 | 0.97392 | 0 | 0 | 5.3104 | 2.923 | 1.8167
Premium HVAC Equipment-OtherHealth-New | Premium HVAC Equipment-OtherHealth-New | 15 | 6.1384 | 4.43 | 0 | 0 | SmComCAC | 0.17 | 0 | 6.6065 | 0 | 0.0044363 |  |  | 4.4333 | 0.99513 | 0 | 0 | 0 | 0 | 4.4333 | 0.99513 | 5.4284 | 0 | 0 | 49.3772 | 11.0835 | 60.4608 | 4.7908 | 0 | 0.57819 | 5.369 | 4.4333 | 1.2111 | 1.2058 | 0 | 0 | 6.5748 | 5.4284 | 1.2112
Premium HVAC Equipment-Other-New | Premium HVAC Equipment-Other-New | 15 | 13.3301 | 9.63 | 0 | 0 | SmComCAC | 0.17 | 0 | 14.3465 | 0 | 0.0096337 |  |  | 9.6273 | 2.161 | 0 | 0 | 0 | 0 | 9.6273 | 2.161 | 11.7883 | 0 | 0 | 49.3774 | 11.0836 | 60.461 | 10.4035 | 0 | 1.2556 | 11.6591 | 9.6273 | 1.211 | 2.6185 | 0 | 0 | 14.2776 | 11.7883 | 1.2112
Category Totals (2000 $) |  | Savings Weighted Measure Data | [7 empty] | Savings |  |  | PV Costs |  |  |  | Lvl Cst | PV Bulk Power System Benefits | [5 empty] | PV Regional Benefits
| Category | Weighted Measure Life | Site Savings (kWh) | Capital Cost ($/unit) | Annual O&M Cost ($/unit) | Per. Repl. Cost ($/unit) | Load Shape | Weighted Load Factor | Weighted Coinc. Factor | Bulk Energy (kWh) | Bulk Demand (kw) | Local Demand (kW) | PV Capital | PV Annual O&M | PV Period. Repl. | PV Total Costs | Levelized Cost mills/kWh | Energy | Bulk T&D Def. Cap. | Act C-E Credit | Total System Benefit | Total non-Consumer Cost | Bulk System B/C Ratio | Local T&D Def.Cap. | Non-E Value | Exter-nalities | Total Regional Benefit | Total Regional Cost | Total Regional B/C Ratio
| Premium HVAC Equipment-Large Off-New | 15 | 9.6149 | 1.14 | 0 | 0 |  | 0.17 | 0 | 10.3481 | 0 | 0.0069487 | 1.3956 | 0 | 0 | 1.3956 | 9.924 | 7.504 | 0 | 0.90564 | 8.4097 | 1.1398 | 7.3782 | 1.8887 | 0 | 0 | 10.2984 | 1.3956 | 7.3789
| Premium HVAC Equipment-Anchor-New | 15 | 0.81561 | 0.37 | 0 | 0 |  | 0.17 | 0 | 0.8778 | 0 | 0.00058945 | 0.45734 | 0 | 0 | 0.45734 | 38.3363 | 0.63655 | 0 | 0.076823 | 0.71337 | 0.3735 | 1.91 | 0.16022 | 0 | 0 | 0.87359 | 0.45734 | 1.9102
| Premium HVAC Equipment-Hospital-New | 15 | 4.958 | 2.39 | 0 | 0 |  | 0.17 | 0 | 5.336 | 0 | 0.0035831 | 2.923 | 0 | 0 | 2.923 | 40.3078 | 3.8695 | 0 | 0.467 | 4.3365 | 2.3872 | 1.8165 | 0.97392 | 0 | 0 | 5.3104 | 2.923 | 1.8167
| Premium HVAC Equipment-Restaurant-New | 15 | 0.43361 | 0.22 | 0 | 0 |  | 0.17 | 0 | 0.46667 | 0 | 0.00031337 | 0.27257 | 0 | 0 | 0.27257 | 42.9766 | 0.33841 | 0 | 0.040842 | 0.37925 | 0.2226 | 1.7037 | 0.085176 | 0 | 0 | 0.46443 | 0.27257 | 1.7039
| Premium HVAC Equipment-Medium Off-New | 15 | 7.3257 | 3.76 | 0 | 0 |  | 0.17 | 0 | 7.8842 | 0 | 0.0052943 | 4.6078 | 0 | 0 | 4.6078 | 43.0034 | 5.7174 | 0 | 0.69001 | 6.4074 | 3.7631 | 1.7027 | 1.439 | 0 | 0 | 7.8464 | 4.6078 | 1.7029
| Premium HVAC Equipment-Small Box-New | 15 | 2.31 | 1.2 | 0 | 0 |  | 0.17 | 0 | 2.4862 | 0 | 0.0016695 | 1.4635 | 0 | 0 | 1.4635 | 43.314 | 1.8029 | 0 | 0.21758 | 2.0205 | 1.1952 | 1.6905 | 0.45377 | 0 | 0 | 2.4742 | 1.4635 | 1.6906
| Premium HVAC Equipment-High End-New | 15 | 0.57751 | 0.3 | 0 | 0 |  | 0.17 | 0 | 0.62154 | 0 | 0.00041737 | 0.36587 | 0 | 0 | 0.36587 | 43.314 | 0.45072 | 0 | 0.054396 | 0.50511 | 0.2988 | 1.6905 | 0.11344 | 0 | 0 | 0.61856 | 0.36587 | 1.6906
| Premium HVAC Equipment-Small Off-New | 15 | 3.2339 | 1.87 | 0 | 0 |  | 0.17 | 0 | 3.4805 | 0 | 0.0023372 | 2.2937 | 0 | 0 | 2.2937 | 48.4906 | 2.5239 | 0 | 0.30461 | 2.8285 | 1.8732 | 1.51 | 0.63526 | 0 | 0 | 3.4638 | 2.2937 | 1.5102
| Premium HVAC Equipment-Big Box-New | 15 | 4.0781 | 2.87 | 0 | 0 |  | 0.17 | 0 | 4.389 | 0 | 0.0029472 | 3.518 | 0 | 0 | 3.518 | 58.9795 | 3.1827 | 0 | 0.38412 | 3.5669 | 2.8731 | 1.2415 | 0.80108 | 0 | 0 | 4.3679 | 3.518 | 1.2416
| Premium HVAC Equipment-OtherHealth-New | 15 | 6.1384 | 4.43 | 0 | 0 |  | 0.17 | 0 | 6.6065 | 0 | 0.0044363 | 5.4284 | 0 | 0 | 5.4284 | 60.4608 | 4.7908 | 0 | 0.57819 | 5.369 | 4.4333 | 1.2111 | 1.2058 | 0 | 0 | 6.5748 | 5.4284 | 1.2112
| Premium HVAC Equipment-University-New | 15 | 4.2923 | 3.1 | 0 | 0 |  | 0.17 | 0 | 4.6196 | 0 | 0.0031021 | 3.7958 | 0 | 0 | 3.7958 | 60.4609 | 3.35 | 0 | 0.4043 | 3.7543 | 3.1 | 1.2111 | 0.84316 | 0 | 0 | 4.5974 | 3.7958 | 1.2112
| Premium HVAC Equipment-Other-New | 15 | 13.3301 | 9.63 | 0 | 0 |  | 0.17 | 0 | 14.3465 | 0 | 0.0096337 | 11.7883 | 0 | 0 | 11.7883 | 60.461 | 10.4035 | 0 | 1.2556 | 11.6591 | 9.6273 | 1.211 | 2.6185 | 0 | 0 | 14.2776 | 11.7883 | 1.2112
| Premium HVAC Equipment-K-12-New | 15 | 4.1661 | 4.17 | 0 | 0 |  | 0.17 | 0 | 4.4837 | 0 | 0.0030108 | 5.1012 | 0 | 0 | 5.1012 | 83.7158 | 3.2514 | 0 | 0.39241 | 3.6438 | 4.1661 | 0.87464 | 0.81836 | 0 | 0 | 4.4622 | 5.1012 | 0.87473
| Premium HVAC Equipment-Lodging-New | 15 | 0.94049 | 0.94 | 0 | 0 |  | 0.17 | 0 | 1.0122 | 0 | 0.00067969 | 1.1516 | 0 | 0 | 1.1516 | 83.7161 | 0.73401 | 0 | 0.088586 | 0.8226 | 0.9405 | 0.87464 | 0.18475 | 0 | 0 | 1.0073 | 1.1516 | 0.87472
| Premium HVAC Equipment-Supermarket-New | 15 | 0.17999 | 0.2 | 0 | 0 |  | 0.17 | 0 | 0.19372 | 0 | 0.00013008 | 0.24489 | 0 | 0 | 0.24489 | 93.0196 | 0.14048 | 0 | 0.016954 | 0.15743 | 0.2 | 0.78716 | 0.035357 | 0 | 0 | 0.19279 | 0.24489 | 0.78724
| Premium HVAC Equipment-MIniMart-New | 15 | 0.090776 | 0.13 | 0 | 0 |  | 0.17 | 0 | 0.097698 | 0 | 6.5604e-05 | 0.16053 | 0 | 0 | 0.16053 | 120.9023 | 0.070847 | 0 | 0.0085503 | 0.079397 | 0.1311 | 0.60562 | 0.017832 | 0 | 0 | 0.097229 | 0.16053 | 0.60568
| Premium HVAC Equipment-Warehouse-New | 15 | 0.029131 | 4.21 | 0 | 0 |  | 0.17 | 0 | 0.031352 | 0 | 2.1053e-05 | 5.1523 | 0 | 0 | 5.1523 | 12092.1087 | 0.022736 | 0 | 0.0027439 | 0.025479 | 4.2078 | 0.0060553 | 0.0057224 | 0 | 0 | 0.031202 | 5.1523 | 0.0060559
Totals for Measures/Categories with Benefits Exceeding Costs
| Totals Basis | Busbar Savings | PV Cost | First Cost | Admin Cost | Program Cost | Program $/KWa | Levelized Cost | PV Benefits | B/C Ratio
| Measures with B/C>1.00 | 31.501 | 13.7794 | 11.25 | 2.2507 | 16.0301 | 4457.748 | 37.4439 | 22.8433 | 1.425
| Categories with B/C>1.00 | 0 | 0 | 0 | 0 | 0 | 0 | 0 | 48.7899 | 0
| % of Measures with B/C >1.00 | 37.9014 | 33.9508 | 27.727 | 5.5454 | 39.4962 | 9128.6045 | 76.6779 | 27.4847 | 0.69588
| Block 1: x <=10 m/kWh | 0 | 0 | 0 | 0 | 0 | 0 | 0 | 0 | 0
| Block 2: 10< x <=20 m/kWh | 10.3481 | 1.3956 | 1.14 | 0.22796 | 1.6236 | 1374.4387 | 11.5449 | 7.504 | 4.6218
| Block 3: 20< x <=30 m/kWh | 0 | 0 | 0 | 0 | 0 | 0 | 0 | 0 | 0
| Block 4: 30< x <=40 m/kWh | 0 | 0 | 0 | 0 | 0 | 0 | 0 | 0 | 0
| Block 5: 40< x <=50 m/kWh | 6.6805 | 3.653 | 2.98 | 0.59666 | 4.2496 | 5572.4424 | 46.8071 | 4.8444 | 1.14
| Block 6: 50< x <=60 m/kWh | 14.4725 | 8.7308 | 7.13 | 1.4261 | 10.1569 | 6147.8281 | 51.6402 | 10.4949 | 1.0333
| Block 7: 60m/kWh < x | 35.7803 | 36.3412 | 29.68 | 5.9358 | 42.277 | 10350.5723 | 86.9421 | 25.9465 | 0.61373
Note on F5: Tom Eckman: Annual value of natural gas savings at an avoided cost of $0.30/Therm (1997$).
Note on H5: Tom Eckman: Annual avoided cost of end user's water and waste water treatment costs and detergent savings.

## MMap
Measure Map
[10 empty] | 90% | Interaction Factor with other measures that reduce cooling loads
[10 empty] | 90% | New building factor to account for lower loads in new buildings
[10 empty] | kWh/sf | $/sf
[5 empty] | weighted by %of regional floor space | weighted by %of regional floor space |  |  |  | raw | raw | FloorA%REG |  | Integrated Building Design-New
Measure Name | Base Measure Name | Measure Index Name | BType | MOPP | Savings (kWh/yr.) | Capital Cost ($) | Regional Weight | IntDesign Weight | Measure Weight | RAW Savings (kWh/yr.) | RAW Capital Cost ($) | REGIONAL WEIGHT (%of NR or New) | MEASURE APPLIC | IntDesign APPLICABILITY | STOCK |  | Source of Capital Cost ($)
Premium HVAC Equipment-Large Off-NR | Premium HVAC Equipment | Premium HVAC Equipment-NR | Large Off | NR | #REF! | #REF! | #REF! | #REF! |  | 0.28119 | 0.03 | #REF! | 35.44% | 47.5% | PRE2002 | 2 | Eley for NBI | Costs | ..\New\NBI ID COST 030610_CostTable (jaj).xls
Premium HVAC Equipment-Medium Off-NR | Premium HVAC Equipment | Premium HVAC Equipment-NR | Medium Off | NR | #REF! | #REF! | #REF! | #REF! |  | 0.28119 | 0.13 | #REF! | 47.25% | 47.5% | PRE2002 | 3 | PNNL for Standards |  | ..\New\NBI 030617 Impact Report.doc
Premium HVAC Equipment-Small Off-NR | Premium HVAC Equipment | Premium HVAC Equipment-NR | Small Off | NR | #REF! | #REF! | #REF! | #REF! |  | 0.24938 | 0.13 | #REF! | 63.81% | 29.1% | PRE2002 | 4 | PNNL for Standards |  | Xenergy for CA
Premium HVAC Equipment-Big Box-NR | Premium HVAC Equipment | Premium HVAC Equipment-NR | Big Box | NR | #REF! | #REF! | #REF! | #REF! |  | 0.31543 | 0.2 | #REF! | 72.36% | 19.6% | PRE2002 | 5 | Eley for NBI |  | DEER
Premium HVAC Equipment-Small Box-NR | Premium HVAC Equipment | Premium HVAC Equipment-NR | Small Box | NR | #REF! | #REF! | #REF! | #REF! |  | 0.27918 | 0.13 | #REF! | 72.36% | 19.6% | PRE2002 | 6 | PNNL for Standards
Premium HVAC Equipment-High End-NR | Premium HVAC Equipment | Premium HVAC Equipment-NR | High End | NR | #REF! | #REF! | #REF! | #REF! |  | 0.27918 | 0.13 | #REF! | 72.36% | 19.6% | PRE2002 | 7 | PNNL for Standards
Premium HVAC Equipment-Anchor-NR | Premium HVAC Equipment | Premium HVAC Equipment-NR | Anchor | NR | #REF! | #REF! | #REF! | #REF! |  | 0.31543 | 0.13 | #REF! | 54.27% | 19.6% | PRE2002 | 8 | PNNL for Standards | Savings | TIER2lcc_cuac_hourly-CG.xls
Premium HVAC Equipment-K-12-NR | Premium HVAC Equipment | Premium HVAC Equipment-NR | K-12 | NR | #REF! | #REF! | #REF! | #REF! |  | 0.1 | 0.09 | #REF! | 23.76% | 73.6% | PRE2002 | 9 | Eley for NBI |  | ETO
Premium HVAC Equipment-University-NR | Premium HVAC Equipment | Premium HVAC Equipment-NR | University | NR | #REF! | #REF! | #REF! | #REF! |  | 0.2 | 0.13 | #REF! | 17.82% | 73.6% | PRE2002 | 10 | PNNL for Standards
Premium HVAC Equipment-Warehouse-NR | Premium HVAC Equipment | Premium HVAC Equipment-NR | Warehouse | NR | #REF! | #REF! | #REF! | #REF! |  | 0.001 | 0.13 | #REF! | 72.36% | 19.6% | PRE2002 | 11 | PNNL for Standards
Premium HVAC Equipment-Supermarket-NR | Premium HVAC Equipment | Premium HVAC Equipment-NR | Supermarket | NR | #REF! | #REF! | #REF! | #REF! |  | 0.1 | 0.1 | #REF! | 47.25% | 47.5% | PRE2002 | 12 | Eley for NBI
Premium HVAC Equipment-MIniMart-NR | Premium HVAC Equipment | Premium HVAC Equipment-NR | MIniMart | NR | #REF! | #REF! | #REF! | #REF! |  | 0.1 | 0.13 | #REF! | 72.36% | 19.6% | PRE2002 | 13 | PNNL for Standards
Premium HVAC Equipment-Restaurant-NR | Premium HVAC Equipment | Premium HVAC Equipment-NR | Restaurant | NR | #REF! | #REF! | #REF! | #REF! |  | 0.2814 | 0.13 | #REF! | 72.36% | 19.6% | PRE2002 | 14 | PNNL for Standards
Premium HVAC Equipment-Lodging-NR | Premium HVAC Equipment | Premium HVAC Equipment-NR | Lodging | NR | #REF! | #REF! | #REF! | #REF! |  | 0.1 | 0.09 | #REF! | 72.36% | 19.6% | PRE2002 | 15
Premium HVAC Equipment-Hospital-NR | Premium HVAC Equipment | Premium HVAC Equipment-NR | Hospital | NR | #REF! | #REF! | #REF! | #REF! |  | 0.3 | 0.13 | #REF! | 17.82% | 73.6% | PRE2002 | 16 | PNNL for Standards
Premium HVAC Equipment-OtherHealth-NR | Premium HVAC Equipment | Premium HVAC Equipment-NR | OtherHealth | NR | #REF! | #REF! | #REF! | #REF! |  | 0.2 | 0.13 | #REF! | 23.76% | 73.6% | PRE2002 | 17 | PNNL for Standards
Premium HVAC Equipment-Other-NR | Premium HVAC Equipment | Premium HVAC Equipment-NR | Other | NR | #REF! | #REF! | #REF! | #REF! |  | 0.2 | 0.13 | #REF! | 64.35% | 28.5% | PRE2002 | 18 | PNNL for Standards
Premium HVAC Equipment-Large Off-New | Premium HVAC Equipment | Premium HVAC Equipment-New | Large Off | New | #REF! | #REF! | #REF! | #REF! |  | 0.25307 | 0.03 | #REF! | 35.44% | 47.5% | POST2002 | 2 | Eley for NBI
Premium HVAC Equipment-Medium Off-New | Premium HVAC Equipment | Premium HVAC Equipment-New | Medium Off | New | #REF! | #REF! | #REF! | #REF! |  | 0.25307 | 0.13 | #REF! | 47.25% | 47.5% | POST2002 | 3 | PNNL for Standards
Premium HVAC Equipment-Small Off-New | Premium HVAC Equipment | Premium HVAC Equipment-New | Small Off | New | #REF! | #REF! | #REF! | #REF! |  | 0.22444 | 0.13 | #REF! | 63.81% | 29.1% | POST2002 | 4 | PNNL for Standards
Premium HVAC Equipment-Big Box-New | Premium HVAC Equipment | Premium HVAC Equipment-New | Big Box | New | #REF! | #REF! | #REF! | #REF! |  | 0.28388 | 0.2 | #REF! | 72.36% | 19.6% | POST2002 |  | Eley for NBI
Premium HVAC Equipment-Small Box-New | Premium HVAC Equipment | Premium HVAC Equipment-New | Small Box | New | #REF! | #REF! | #REF! | #REF! |  | 0.25126 | 0.13 | #REF! | 72.36% | 19.6% | POST2002 |  | PNNL for Standards
Premium HVAC Equipment-High End-New | Premium HVAC Equipment | Premium HVAC Equipment-New | High End | New | #REF! | #REF! | #REF! | #REF! |  | 0.25126 | 0.13 | #REF! | 72.36% | 19.6% | POST2002 |  | PNNL for Standards
Premium HVAC Equipment-Anchor-New | Premium HVAC Equipment | Premium HVAC Equipment-New | Anchor | New | #REF! | #REF! | #REF! | #REF! |  | 0.28388 | 0.13 | #REF! | 54.27% | 19.6% | POST2002 |  | PNNL for Standards
Premium HVAC Equipment-K-12-New | Premium HVAC Equipment | Premium HVAC Equipment-New | K-12 | New | #REF! | #REF! | #REF! | #REF! |  | 0.09 | 0.09 | #REF! | 23.76% | 73.6% | POST2002 |  | Eley for NBI
Premium HVAC Equipment-University-New | Premium HVAC Equipment | Premium HVAC Equipment-New | University | New | #REF! | #REF! | #REF! | #REF! |  | 0.18 | 0.13 | #REF! | 17.82% | 73.6% | POST2002 |  | PNNL for Standards
Premium HVAC Equipment-Warehouse-New | Premium HVAC Equipment | Premium HVAC Equipment-New | Warehouse | New | #REF! | #REF! | #REF! | #REF! |  | 0.0009 | 0.13 | #REF! | 72.36% | 19.6% | POST2002 |  | PNNL for Standards
Premium HVAC Equipment-Supermarket-New | Premium HVAC Equipment | Premium HVAC Equipment-New | Supermarket | New | #REF! | #REF! | #REF! | #REF! |  | 0.09 | 0.1 | #REF! | 47.25% | 47.5% | POST2002 |  | Eley for NBI
Premium HVAC Equipment-MIniMart-New | Premium HVAC Equipment | Premium HVAC Equipment-New | MIniMart | New | #REF! | #REF! | #REF! | #REF! |  | 0.09 | 0.13 | #REF! | 72.36% | 19.6% | POST2002 |  | PNNL for Standards
Premium HVAC Equipment-Restaurant-New | Premium HVAC Equipment | Premium HVAC Equipment-New | Restaurant | New | #REF! | #REF! | #REF! | #REF! |  | 0.25326 | 0.13 | #REF! | 72.36% | 19.6% | POST2002 |  | PNNL for Standards
Premium HVAC Equipment-Lodging-New | Premium HVAC Equipment | Premium HVAC Equipment-New | Lodging | New | #REF! | #REF! | #REF! | #REF! |  | 0.09 | 0.09 | #REF! | 72.36% | 19.6% | POST2002
Premium HVAC Equipment-Hospital-New | Premium HVAC Equipment | Premium HVAC Equipment-New | Hospital | New | #REF! | #REF! | #REF! | #REF! |  | 0.27 | 0.13 | #REF! | 17.82% | 73.6% | POST2002 |  | PNNL for Standards
Premium HVAC Equipment-OtherHealth-New | Premium HVAC Equipment | Premium HVAC Equipment-New | OtherHealth | New | #REF! | #REF! | #REF! | #REF! |  | 0.18 | 0.13 | #REF! | 23.76% | 73.6% | POST2002 |  | PNNL for Standards
Premium HVAC Equipment-Other-New | Premium HVAC Equipment | Premium HVAC Equipment-New | Other | New | #REF! | #REF! | #REF! | #REF! |  | 0.18 | 0.13 | #REF! | 64.35% | 28.5% | POST2002 |  | PNNL for Standards
Note on E7: Charlie Grist: Measure Opportunity
Note on K4: Charlie Grist: Cooling savings only. Based on PNNL runs for standards process developed with CBECS data. Delta is a two-step bump in EER or efficiency category modeled. These runs showed an average savings of 0.4 kWh per sf across building types. Down rate savings as a conservatism. See HVACMEASUREMATRIX for more details.
Note on K7: Charlie Grist: Cooling savings only. Based on PNNL runs for standards process developed with CBECS data. Delta is a two-step bump in EER or efficiency category modeled. These runs showed an average savings of 0.4 kWh per sf across building types. Down rate savings as a conservatism. See HVACMEASUREMATRIX for more details.
Note on L4: Charlie Grist: Based on several sources including Charles Eley work for NBI and the PNNL work on 7.5 and 15 ton units for the standards process which is a tear-down plus mark-up analysis.
Note on L7: Charlie Grist: Based on several sources including Charles Eley work for NBI and the PNNL work on 7.5 and 15 ton units for the standards process which is a tear-down plus mark-up analysis.
Note on N7: Charlie Grist: Measure Applicability from HVAC Matrix. Applies to all replacement stock as lost opp and to fraction of newstock that does not come under integrated design.
Note on O7: Charlie Grist: Applicable Weight if Interated Design
Note on T7: Charlie Grist: Based on several sources including Charles Eley work for NBI and the PNNL work on 7.5 and 15 ton units for the standards process which is a tear-down plus mark-up analysis.

## PNNL Savings
Cooling loads OR and WA set from PNNL Standards work based on CBECS baseline building characteristics
9.1 is OR and WA West
8.1 is PNW East
From | TIER2lcc_cuac_hourly-CG.xls
Type
| SubDiv | Data | FFRes | LgOff | LgRet | SDRes | SmOff | SmRet | Grand Total
| 8.1 | Min of EER=9.5 |  |  |  | 9.9756 | 3.3509 | 5.2725 | 3.3509
|  | Max of EER=9.5_2 |  |  |  | 9.9756 | 8.4675 | 5.564 | 9.9756
|  | Count of EER=9.5 |  |  |  | 2 | 4 | 4 | 10
|  | Average of EER=9.5_2 |  |  |  | 9.9756 | 5.9092 | 5.4183 | 6.5261
|  | Average of EER=10.1 |  |  |  | 9.4468 | 5.6389 | 5.133 | 6.1981
|  | Average of EER=11.0 |  |  |  | 8.7665 | 5.2926 | 4.765 | 5.7763
| 9.1 | Min of EER=9.5 | 3.1434 | 2.3342 | 2.239 | 5.5548 | 1.4499 | 2.2772 | 1.4499
|  | Max of EER=9.5_2 | 3.1434 | 6.3507 | 5.2578 | 5.5548 | 6.1251 | 4.2093 | 6.3507
|  | Count of EER=9.5 | 2 | 30 | 16 | 2 | 8 | 8 | 66 | n=33: Count is the number of prototypes x 2
|  | Average of EER=9.5_2 | 3.1434 | 3.3907 | 3.3896 | 5.5548 | 3.1631 | 3.0777 | 3.383
|  | Average of EER=10.1 | 2.9768 | 3.2249 | 3.2034 | 5.2587 | 3.016 | 2.912 | 3.2106
|  | Average of EER=11.0 | 2.7639 | 3.0119 | 2.9645 | 4.8806 | 2.829 | 2.6984 | 2.9894
| Total Min of EER=9.5 |  | 3.1434 | 2.3342 | 2.239 | 5.5548 | 1.4499 | 2.2772 | 1.4499
| Total Max of EER=9.5_2 |  | 3.1434 | 6.3507 | 5.2578 | 9.9756 | 8.4675 | 5.564 | 9.9756
| Total Count of EER=9.5 |  | 2 | 30 | 16 | 4 | 12 | 12 | 76
| Total Average of EER=9.5_2 |  | 3.1434 | 3.3907 | 3.3896 | 7.7652 | 4.0784 | 3.8579 | 3.7966
| Total Average of EER=10.1 |  | 2.9768 | 3.2249 | 3.2034 | 7.3527 | 3.8903 | 3.6523 | 3.6037
| Total Average of EER=11.0 |  | 2.7639 | 3.0119 | 2.9645 | 6.8235 | 3.6502 | 3.3873 | 3.3561
7.5 tons | 10.1 to 11.0 | West | 0.2129 | 0.21305 | 0.2389 | 0.37815 | 0.18696 | 0.21356 | 0.22122
60% | 10.1 to 11.0 | East |  |  |  | 0.68028 | 0.34629 | 0.36803 | 0.42178
<5tons and 15 tons | 9.5 to 11.0 | West | 0.37957 | 0.37881 | 0.42508 | 0.67426 | 0.33404 | 0.3793 | 0.39364
40% | 9.5 to 11.0 | East |  |  |  | 1.2091 | 0.61658 | 0.65329 | 0.74977
85% | Capacity-Weighted Average | West | 0.27957 | 0.27936 | 0.31337 | 0.4966 | 0.24579 | 0.27986
15% |  | East | 0.50023 | 0.49986 | 0.56072 | 0.89181 | 0.45441 | 0.48213
|  | Region | 0.31267 | 0.31243 | 0.35047 | 0.55588 | 0.27709 | 0.3102
[6 empty] | 1.7932 | 1.8458 | 1.7224 |  | 1.7893 | east/west multiplier
[6 empty] | 1.799 | 1.8522 | 1.7233

## Notes and Sources (2)
Costs | ..\New\NBI ID COST 030610_CostTable (jaj).xls
..\New\NBI 030617 Impact Report.doc
..\..\Data Sources\Puget-Xenergy\M_BAECE1 FC
Savings | TIER2lcc_cuac_hourly-CG.xls

## National Standards
Measure Category | Description | Size | Base Efficiency (ASHRAE 90.1-1999) | CEE Tier 2 Efficiency | Energy Star | Data | Method
EQREPL | 3-Phase, Single-Package, Air-Source AC | <65 kBtu/h | SEER 9.7 | SEER 13, EER 11.3 | SEER 13 | 2000 PNNL Screening Study | FLEHO
EQREPL | 3-Phase, Split-System, Air-Source AC | <65 kBtu/h | SEER 10 | SEER 13, EER 11.6 | SEER 13
EQREPL | 3-Phase, Single-Package, Air-Source HP | <65 kBtu/h | SEER 9.7, HSPF 6.6 | HSPF 7.5 | SEER 13, HSPF 7.7
EQREPL | 3-Phase, Split-System, Air-Source HP | <65 kBtu/h | SEER 10, HSPF 6.8 | HSPF 8.0 | SEER 13, HSPF 7.7
EQREPL | Central, Air-Source AC | >65kBtuh <135kBtuh | EER 10.3 | EER 11.0, IPLV 11.4 | EER 11.0, IPLV 11.4
EQREPL | Central, Air-Source HP | >65kBtuh <135kBtuh | EER 10.3, COP 3.2 | COP 3.4 | EER 10.1, IPLV 10.4, COP 3.2
EQREPL | Central, Air-Source AC | >135kBtuh <240kBtuh | EER 9.7 | EER 10.8, IPLV 11.2 | EER 10.8, IPLV 11.2
EQREPL | Central, Air-Source HP | >135kBtuh <240kBtuh | EER 9.7, COP 3.1 | COP 3.3 | EER 9.3, IPLV 9.5, COP 3.1
EQREPL | Central, Water-Source HP | >17kBtuh <65 kBtuh |  |  | No Standard
EQREPL | Central, Water-Cooled AC | <65 kBtu/h | EER 12.1, COP 4.2 | EER 14, COP 4.6 | No Standard
EQREPL | Central, Water-Cooled AC/HP | >65kBtuh <135kBtuh | EER 11.5, COP 4.2 | EER 14, COP 4.6 | No Standard
EQREPL | Central, Water-Cooled AC/HP | >135kBtuh <240kBtuh | EER 11.0 | EER 14, COP 4.6 | No Standard
EQREPL | Packaged Terminal Air Conditioners (PTACs)
EQREPL | Packaged Terminal Heat Pumps (PTHPs)
EQREPL | Medium AC, Packaged Roof Top Units | 7.5 and 15 ton |  |  |  | DOE rulemaking inputs | BLAST outputs normalized

## Local Codes
Mechanical Provisions
(watts/sq. ft.)
| Item | WA 2002 | WA Prop 2003 | Seattle 2002 | NBI | Ashrae | Oregon | IECC
| Cooling Tower Approach | ---- | 86F cond return | 86F cond return | not mentioned |  |  | not mentioned
| Cooling Tower Efficiency - air | 176000Btu/h-hp | 176000Btu/h-hp | 176000Btu/h-hp | not mentioned | 176000Btu/h-hp | 176000Btu/h-hp | 176000Btu/h-hp
| Cooling Tower Efficiency - axial fan | 38.2gpm/hp | ---- | 38.2gpm/hp | not mentioned | 38.2gpm/hp | 38.2gpm/hp | 38.2gpm/hp
| Cooling Tower Efficiency - cent fan | 20gpm/hp | ---- | 20gpm/hp | not mentioned | 20gpm/hp | 20gpm/hp | 20gpm/hp
| Motorized air inlet, outlet, and relief dampers | required in buildings over 2 stories except for 1st floor | required in buildings over 2 stories except for 1st floor and excepting type 1 grease hoods | required in buildings over 2 stories except for 1st floor. Also required for stair and elevator shafts |  | required in buildings over 2 stories | required in buildings over 2 stories | requires "automatic" method (barometric or motorized) for systems >3000 cfm
| Elevator/stair well smoke relief openings | ----- | ----- | Normally open Dampers required |  | Normally open Dampers required | Normally open Dampers required | not mentioned
| Maximum DX AHU without economizer | 54kbtu | 20kbtu, unless equipment is not near exterior, then 54kBtuh | 20kbtu, unless equipment is not near exterior, then 54kBtuh | not mentioned | 65Kbtu | 54kbtu | 65kBtu or 135kBtu CZ14( WA counties: spokane, whitman, douglas&kittitas; OR counties: Crook, Jefferson, Klamath, Deschutes, Sherman, Union, Wasco, Wheeler; ID counties: Benewah, cassia, Elmore, Gem, Gooding, Jerome, Kootenai, Latah, Shoshone, Twin falls,
| total cap allowed without economizer | 240kbtu or 10% | 240kbtu or 10% | 240kbtu or 10% | not mentioned | no limit | 240kbtu or 10% | no limit
| important exceptions |  | upto 40tons exempt if eer is 10%>code |  |  | where 25% of the air is supplied to spaces that are designed to be humidified above 35F dp for process needs | hotel rooms | if EER meets table 703.2.6 (eer better by 10-20%) but only in SE WA (Benton, Franklin, Walla Walla Cos)
| integration | required in all except DX units<65kbtuh | required in all except DX units<65kbtuh | required in all except DX units<65kbtuh |  | required in all except DX units<65kbtuh | required in all except DX units<15tons | required (I think)
| waterside economizer | 100% at 45Fdb/40Fwb or 35Fdb if air-cooled condenser | 100% at 45Fdb/40Fwb or 35Fdb if air-cooled condenser | 100% at 45Fdb/40Fwb or 35Fdb if air-cooled condenser | not mentioned | 100% at 50Fdb/45Fwb of 45F db/40wb if dehumidification requires cooler temperature | 100% at 50Fdb/45Fwb | 100% at 50Fdb/45Fwb
| HP Loop Economizer | 60% if |  |  | not mentioned separately | not mentioned separately |  | not mentioned separately
| HP Loop unit valves | not required | required | required | not required | required | required | required
| HP Loop tower bypass | not required | required | not required | not required | required | required
| Duct sealing - Exterior | sp0.5-2.0 transverse, sp2-3 transverse+longitudinal,sp >3 transverse+longitudinal+duct wall penetrations | sp0-3 transverse+longitudinal,sp >3 transverse+longitudinal+duct wall penetrations | sp0.5-3 transverse+longitudinal,sp >3 transverse+longitudinal+duct wall penetrations |  | transverse +longitudinal +duct wall penetrations | ALL joints, seams, and connections | ALL joints, seams, and connections
| Duct sealing - Vented | sp0.5-2.0 transverse, sp2-3 transverse+longitudinal,sp >3 transverse+longitudinal+duct wall penetrations | sp0-3 transverse+longitudinal,sp >3 transverse+longitudinal+duct wall penetrations | sp0.5-3 transverse+longitudinal,sp >3 transverse+longitudinal+duct wall penetrations |  | unclear, likely treated as exterior | ALL joints, seams, and connections | ALL joints, seams, and connections
| Duct sealing - Unconditioned | sp0.5-2.0 transverse, sp2-3 transverse+longitudinal,sp >3 transverse+longitudinal+duct wall penetrations | sp0-3 transverse+longitudinal,sp >3 transverse+longitudinal+duct wall penetrations | sp0.5-3 transverse+longitudinal,sp >3 transverse+longitudinal+duct wall penetrations |  | Supply sp0-2 transverse + longitudinal , Supply sp2-X transverse+longitudinal+ duct wall penetrations, Return transverse + longitudinal | ALL joints, seams, and connections | ALL joints, seams, and connections
| Duct sealing - Conditioned | R0 if zone is served by said duct otherwise as above | R0 if zone is served by said duct otherwise as above | R0 if zone is served by said duct otherwise as above |  | Supply sp0-2 transverse, Supply sp2-X transverse+longitudinal, Return transverse | ALL joints, seams, and connections | ALL joints, seams, and connections
| Duct Insulation - Exterior | Sup/Ret R7 | Sup/Ret R7 | Sup/Ret R7 |  | Sup Z1-R3.5, Z2-R6/Ret R3.5 | Sup Z1-R8, Z2-R12/ Return Z1-R6,Z2-R8: | R8
| Duct Insulation - Vented | Sup/Ret R7 | Sup/Ret R7 | Sup/Ret R7 |  | Crawl R-0//Attic Sup Z1-R0, Z2-R3.5/Ret R3.5 (if cooling then attic min is R3.5) | Sup R8/Return R3.5 | R5
| Duct Insulation - unconditioned | Sup/Ret R7 | Sup/Ret R7 | Sup/Ret R7 |  | R-0 (if cooling then R1.9) | Sup R3.5/Return R1.9 | R5
| Duct Insulation - Conditioned | Sup/Ret R3.3 | Sup/Ret R3.3 | Sup/Ret R3.3 |  | R-0 (if cooling then R1.9) | R-0 | R0
Pipe Insulation?
| commisioning report | preliminary commissioning report required for occupancy | preliminary commissioning report required for occupancy | preliminary commissioning report required for occupancy |  | no | no | no
| commisioning tests delineated | None | "all modes as described in the sequence of operation" | "all modes as described in the sequence of operation" | Detailed | "tested to ensure that control elements are calibrated, adjusted, and in proper working condition." | no | no
| Ongoing trending | None | None | None | yes | none | none
| Calc common Part load operation | no | no | no | yes | no | no | no
Equipment EFF | DX Cooling | ASHRAE Oct 2001 | ASHRAE Oct 2001 | ASHRAE Oct 2001 | 5 to 15% tighter than ASHRAE | ASHRAE Oct 2001 | ASHRAE Oct 2001 thru 2007, then better but not as tough as NBI | ASHRAE Oct 2001
| Chillers | ASHRAE Oct 2001 | ASHRAE Oct 2001 | different structure but partload ~5% better than ASHRAE | Full load slightly better than ASHRAE, partload ~20% better | ASHRAE Oct 2001 | ASHRAE Oct 2001 thru 2007, then better but not as tough as NBI | ASHRAE Oct 2001
| Furnace | ASHRAE Oct 2001 | ASHRAE Oct 2001 | ASHRAE Oct 2001 | no table so must be same as ASHRAE. | ASHRAE Oct 2001 | ASHRAE Oct 2001 thru 2007, then better but not as tough as NBI | ASHRAE Oct 2001
| Unit Heater | ASHRAE Oct 2001 | ASHRAE Oct 2001 | ASHRAE Oct 2001 | ASHRAE +forced to iid and power vent. | ASHRAE Oct 2001 | ASHRAE Oct 2001 | ASHRAE Oct 2001
| Boiler | ASHRAE Oct 2001 | ASHRAE Oct 2001 | ASHRAE Oct 2001 | 5-10% tougher than ASHRAE. | ASHRAE Oct 2001 | ASHRAE Oct 2001 thru 2007, then better but not as tough as NBI | ASHRAE Oct 2001
| Furnace control | If cap >225kbtu must be modulating or staged, IID, power draft, Jacket loss<0.75% | If cap >225kbtu must be modulating or staged, IID, power draft, Jacket loss<0.75% | If cap >225kbtu must be modulating or staged, IID, power draft, Jacket loss<0.75% | not mentioned | If cap >225kbtu must have IID, power draft, Jacket loss<0.75% |  | ----
| Boiler control | no requirement | no requirement | modulating or staged if cap>1000kbtu | not mentioned |  |  | modulating or staged if cap>500kbtu
| Heat pump required | if package electric heat/cool unit with DX>20kBtuh | if package or split system electric heat/cool unit with DX>20kBtuh | if package or split system electric heat/cool unit with DX>20kBtuh |  |  |  | ----
VSD | VSD - fan motors |  |  | required on motors>=10hp with variable loads. | required on motors>=10hp with variable loads. | required on fan motors>=30hp with variable loads | required on motors>=10hp with variable loads. | required on motors>=25hp with variable loads.
| VSD - pump motors |  |  | required on motors>=10hp with variable loads. | required on motors>=10hp with variable loads. | required on all pump motors over 50hp with 100ft of head (unless less than 3 control valves). | all motors on loops over 10hp+all 10hp motors with variable loads | not required
| VSD or Two speed on cooling tower |  |  | CT with fan>10hp |  | no | yes | yes
| Fume Hood VAV/HR/ or compensating | any system with >15000cfm | any system with >15000cfm | any system with >15000cfm |  | any system with >15000cfm | any system with >15000cfm | -----
| Kitchen Hood | 50% compensating if >5000cfm | 50% compensating if >5000cfm | 50% compensating if >5000cfm |  | 50% compensating if >5000cfm | 50% compensating | -----
Small Building Controls |  | 7 day programmable | 7 day programmable, battery backed, manual override | 7 day programmable, battery backed, manual override | not mentioned | 7 day programmable, battery backed, manual override | 7 day programmable, battery backed, manual override | 7 day programmable, battery backed, manual override
| Heatpumps | min aux | min aux | min aux |  | min aux | min aux | min aux
Big Building Controls | Hardware | ----- | ----- | ----- | DDC if >25000sf | ----- |  | -----
| sensor spec | ----- | ----- | ----- | CO2, temp, electric and gas meters, damper and valve position |  |  | -----
| Sup Air Temp Reset | required in multizone systems | required in multizone systems | required in multizone systems | ----- | ----- | required in multizone systems | -----
| Sup H2O Temp Reset | required if cap>600kBtu | required if cap>300kBtu | required if cap>300kBtu | ----- | required if cap>300kBtu | required if cap>300kBtu | required if cap>300kBtu
| Pressure Reset |  |  | required if ddc fan powered boxes | ----- | required if ddc fan powered boxes | required if ddc fan powered boxes | -----
| Optimum Start | Required for systems >10000cfm | Required for systems >10000cfm | Required for systems >10000cfm | ----- | Required for systems >10000cfm&>65kBtuh | Required for systems >10000cfm | -----
| Demand Response | ----- | ----- | ----- | yes | ----- | ----- | -----
| Max control zone size | 1 floor or 1 system, whichever is smaller | 1 floor or 1 system, whichever is smaller | 1 floor or 1 system, whichever is smaller |  | ----- | 1 per system | 1 per system
| min dead band | 5F | 5F | 5F |  | 5F unless tstat is manual switch over | 5F | 5F
| 0% OA in Unoccupied/warmup etc | no | no | no |  | if cap>65kBtuh & OA CFM>300 | yes | no
| co2 control | no | no | no |  | if OA >3000cfm and occ density>100 per 1000sf | no | no
| ECM Motors | ----- | in series terminals | in series terminals | ----- | ----- | ----- | -----
| fan system Eff | ----- | ----- | ----- | requires critical path pressure analysis but no action | 1.25w/cfm VAV or 0.8w/cfm CV (nameplate) | 1.25w/cfm VAV or ~0.8w/cfm CV (name plate) | -----
| Motor Eff | ASHRAE | ASHRAE | ASHRAE |  | ASHRAE | ASHRAE | -----
| CV VSD | ----- | ----- | ----- |  | ----- | systems >15000cfm required to have two speed operation | -----
| Air System Heat Recovery except labs with VAV systems and kitchen hoods | any system >5000cfm with >70%OA | any system >5000cfm with >70%OA | any system >5000cfm with >70%OA |  | any system >5000cfm with >70%OA |  | -----
| Condenser HR. | ----- | if 24hr fac, reject cap is >6mmbtu, and h2o cap>1mmbtu. | if 24hr fac, reject cap is >6mmbtu, and h2o cap>1mmbtu. | ----- | ----- | ----- | if 24hr fac, reject cap is >6mmbtu, and h2o cap>1mmbtu.
|  | cop | kw/ton
|  | 6.1 | 0.57639
Note on B2: Charlie Grist: What means this?
Note on B16: Charlie Grist: economizer exceptions?
Note on B17: Charlie Grist: intergration of what?
Note on C7: Charlie Grist: What means this?
Note on G18: Charlie Grist: or instead of of?
Note on I17: Charlie Grist: clarify

## Costs
Measure | Source | Cost | Unit | Units/sf | Normalized cost/sf
HP Chiller (.58 to .51 kW/ton @ 500 tons) | Xenergy-Puget | 343 | $/ton | 0.003 | 1.029
HP Chiller (water cooled .58 to .55 kW/ton @ 300 tons | Eley for NBI | 10 | $/ton | 0.003 | 0.03
Chillers | Ecotope Review by Kennedy
Generic Roof Top | ETO | 50 | $/ton | 0.0025 | 0.125
7.5 ton | Xenergy | 52 | $/ton | 0.0025 | 0.13
7.5 ton | Eley for NBI | 60 | $/ton | 0.0025 | 0.15
Costs ETO at $80/ton from base to T2 and $50/ton T1-T2 weighted by capacity. Code is T1. Xenergy $52/ton code to T2. And Eley uses $60/ton incremental in the NBI work for 7.5 ton. Westside capacities ranged 300-900 sf/ton in the PNNL standards work. At 400 sf/ton the cost increment is $0.125/sf. Eley work for NBI shows $60/ton incremental, $.22/sf and 300 sf/ton for the Big Box prototype. The NBI School protoype cost was $.09/sf for premium HVAC and 700 sf/ton capacity. NBI Large Office incremental at $.033/sf for water-cooled centrifugal chiller. PNNL costs based on a tear-down plus markup basis $50 to $80 per ton depending on size.

## FLEOH
Source: PNNL 2002 Screening
Table A.11. Cooling FLEOH With Economizer and Temperature Setback/Setup
| Assembly | Education | Food | Service | Lodging | Office | Retail | Warehouse
| Providence | 876 | 611 | 1088 | 842 | 778 | 886 | 439
| Detroit | 837 | 548 | 1043 | 765 | 739 | 834 | 407
| Minneapolis | 929 | 630 | 1117 | 828 | 801 | 867 | 505
| Knoxville | 1575 | 1059 | 1950 | 1560 | 1371 | 1523 | 1045
| Shreveport | 2104 | 1403 | 2507 | 2162 | 1788 | 1966 | 1418
| Orlando | 3016 | 1982 | 3499 | 3108 | 2493 | 2771 | 2040
| Denver | 1011 | 701 | 1197 | 956 | 904 | 982 | 531
| Phoenix | 2674 | 1864 | 3019 | 2763 | 2231 | 2456 | 2069
| Seattle | 526 | 338 | 638 | 383 | 455 | 493 | 157
| Fresno | 1685 | 1222 | 1976 | 1698 | 1504 | 1722 | 1199
| Los Angeles | 1128 | 762 | 1502 | 898 | 1147 | 1314 | 322

## To Do
Item | Description | Done | Note
1 | Rerun on new CHAR | 2004-03-08 | Increase savings about 15%
2 | Rerun on new avoided costs | 2004-03-08 | Drop davings by half
3 | Sign and Delink | 2004-03-08

## Log 8 Nov
Weighted Average Regional Savings for Premium HVAC Equipment, Cooling Savings Only
NR | Natural Replacement
| Total Floor Area 2005 | 2472801315.4956
| Average Annual HVAC Replacement @ 15 year life | 164853421.033
|  | Annually |  | 20 Years
|  | kWh | MWa | kWh | MWa | lvl cost | TRC B/C
| Measures with B/C>1.00 | 31532177.2037 | 3.5996 | 439873871.992 | 50.2139 | 49.9579 | 1.2305
| Categories with B/C>1.00 | 0 | 0 | 0 | 0 | 0 | 0
| % of Measures with B/C >1.00 | 26776590.9265 | 3.0567 | 373533443.4244 | 42.6408 | 59.8689 | 1.0268
| Block 1: x <=10 m/kWh | 0 | 0 | 0 | 0 | 0 | 0
| Block 2: 10< x <=20 m/kWh | 4527790.7245 | 0.51687 | 63162680.6069 | 7.2104 | 10.8597 | 5.6604
| Block 3: 20< x <=30 m/kWh | 0 | 0 | 0 | 0 | 0 | 0
| Block 4: 30< x <=40 m/kWh | 0 | 0 | 0 | 0 | 0 | 0
| Block 5: 40< x <=50 m/kWh | 11902770.8169 | 1.3588 | 166043652.8957 | 18.9548 | 46.3592 | 1.326
| Block 6: 50< x <=60 m/kWh | 2122834.3525 | 0.24233 | 29613539.2175 | 3.3805 | 53.1884 | 1.1557
| Block 7: 60m/kWh < x | 15875656.1092 | 1.8123 | 221465402.7232 | 25.2814 | 88.902 | 0.69145
New | New Construction not in IntDesign
| Total Floor Area Additions 2005-2025 | 1844826166.6455
| Average Annual Floorspace Additions 2005-2025 | 87848865.0784
|  | Annually |  | 20 Years
|  | kWh | MWa | kWh | MWa | lvl cost | TRC B/C
| Measures with B/C>1.00 | 5195082.7366 | 0.59305 | 109096737.4693 | 12.454 | 46.8879 | 1.311
| Categories with B/C>1.00 | 0 | 0 | 0 | 0 | 0 | 0
| % of Measures with B/C >1.00 | 6201824.7449 | 0.70797 | 130238319.6429 | 14.8674 | 71.1011 | 0.86456
| Block 1: x <=10 m/kWh | 0 | 0 | 0 | 0 | 0 | 0
| Block 2: 10< x <=20 m/kWh | 814326.0235 | 0.09296 | 17100846.4929 | 1.9522 | 11.9174 | 5.1581
| Block 3: 20< x <=30 m/kWh | 0 | 0 | 0 | 0 | 0 | 0
| Block 4: 30< x <=40 m/kWh | 0 | 0 | 0 | 0 | 0 | 0
| Block 5: 40< x <=50 m/kWh | 803525.8444 | 0.091727 | 16874042.7318 | 1.9263 | 47.1026 | 1.305
| Block 6: 50< x <=60 m/kWh | 3577230.8688 | 0.40836 | 75121848.2446 | 8.5756 | 54.8005 | 1.1217
| Block 7: 60m/kWh < x | 3612061.4266 | 0.41234 | 75853289.9595 | 8.6591 | 111.4995 | 0.55131

## Log 11 Nov
Q:\CG\Main\Plan 5\Commercial\Assessment\HVAC\[PC-HVACEQUIP-D1.xls]Sheet2 | [10 empty] | Data Set Name | Q:\CG\Main\Plan 5\Commercial\Assessment\HVAC\[PC-HVACEQUIP-D1.xls]MDataNR | [39 empty] | Data Set Name
|  | Resuslts From | 2003-11-01 |  | crt+; | ctl+shift+: | [6 empty] | 6 | [38 empty] | Premium HVAC Equipment |  | 6
|  | MC file | MidC_DraftPlan_013103 | [7 empty] | Units are 1000 sf | 1000 | [39 empty] | Units are sf
|  | CHAR file | 2003-11-01 | [7 empty] | Weighted for Regional Program Savings | [40 empty] | Input Data | [7 empty] | Periodic O&M | [5 empty] | Other Fuels
[52 empty] | Category Name | Measure Name | Savings (kWh/yr.) | Phys Life (yr.) | Capital Cost ($) | Annual O&M ($) | Shape Pointer | Non-E Val ($/yr.) | Cost 1 ($) | Period 1 | Cost 2 ($) | Period 2 | Cost 3 ($) | Period 3 | Savings (mmBtu/yr) | Shape Pointer
Premium HVAC Equipment-New | [10 empty] | Input Data | [7 empty] | Periodic O&M | [5 empty] | Other Fuels | [26 empty] | Premium HVAC Equipment-Large Off-New | Premium HVAC Equipment-Large Off-New | 7.1732 | 15 | 0.85035 | 0 | SmComCAC | 0
Totals for Measures/Categories with Benefits Exceeding Costs | [10 empty] | Category Name | Measure Name | Savings (kWh/yr.) | Phys Life (yr.) | Capital Cost ($) | Annual O&M ($) | Shape Pointer | Non-E Val ($/yr.) | Cost 1 ($) | Period 1 | Cost 2 ($) | Period 2 | Cost 3 ($) | Period 3 | Savings (mmBtu/yr) | Shape Pointer | [25 empty] | Premium HVAC Equipment-Medium Off-New | Premium HVAC Equipment-Medium Off-New | 7.2871 | 15 | 3.7433 | 0 | SmComCAC | 0
0 | Totals Basis | Busbar Savings | PV Cost | First Cost | Admin Cost | Program Cost | Program $/KWa | Levelized Cost | PV Benefits | B/C Ratio | Premium HVAC Equipment-Large Off-NR | Premium HVAC Equipment-Large Off-NR | 9.0435 | 15 | 0.96486 | 0 | SmComCAC | 0 | [33 empty] | Premium HVAC Equipment-Small Off-New | Premium HVAC Equipment-Small Off-New | 7.0913 | 15 | 4.1074 | 0 | SmComCAC | 0
| Measures with B/C>1.00 | 83.3532 | 55.5909 | 45.4 | 9.08 | 64.6709 | 6796.585 | 57.0896 | 70.109 | 1.0841 | Premium HVAC Equipment-Medium Off-NR | Premium HVAC Equipment-Medium Off-NR | 5.4326 | 15 | 2.5116 | 0 | SmComCAC | 0 | [33 empty] | Premium HVAC Equipment-Big Box-New | Premium HVAC Equipment-Big Box-New | 15.0555 | 15 | 10.6068 | 0 | SmComCAC | 0
| Categories with B/C>1.00 | 0 | 0 | 0 | 0 | 0 | 0 | 0 | 75.0324 | 0 | Premium HVAC Equipment-Small Off-NR | Premium HVAC Equipment-Small Off-NR | 7.6347 | 15 | 3.98 | 0 | SmComCAC | 0 | [33 empty] | Premium HVAC Equipment-Small Box-New | Premium HVAC Equipment-Small Box-New | 8.5282 | 15 | 4.4124 | 0 | SmComCAC | 0
| % of Measures with B/C >1.00 | 62.8808 | 52.6338 | 42.9851 | 8.597 | 61.2309 | 8530.1445 | 71.651 | 52.8895 | 0.86377 | Premium HVAC Equipment-Big Box-NR | Premium HVAC Equipment-Big Box-NR | 10.7625 | 15 | 6.8241 | 0 | SmComCAC | 0 | [33 empty] | Premium HVAC Equipment-High End-New | Premium HVAC Equipment-High End-New | 2.1321 | 15 | 1.1031 | 0 | SmComCAC | 0
| Block 1: x <=10 m/kWh | 0 | 0 | 0 | 0 | 0 | 0 | 0 | 0 | 0 | Premium HVAC Equipment-Small Box-NR | Premium HVAC Equipment-Small Box-NR | 17.5937 | 15 | 8.1926 | 0 | SmComCAC | 0 | [33 empty] | Premium HVAC Equipment-Anchor-New | Premium HVAC Equipment-Anchor-New | 2.2583 | 15 | 1.0342 | 0 | SmComCAC | 0
| Block 2: 10< x <=20 m/kWh | 7.7202 | 1.0413 | 0.85 | 0.17008 | 1.2114 | 1374.5182 | 11.5456 | 6.4935 | 5.3605 | Premium HVAC Equipment-High End-NR | Premium HVAC Equipment-High End-NR | 4.3984 | 15 | 2.0481 | 0 | SmComCAC | 0 | [33 empty] | Premium HVAC Equipment-K-12-New | Premium HVAC Equipment-K-12-New | 1.3449 | 15 | 1.3449 | 0 | SmComCAC | 0
| Block 3: 20< x <=30 m/kWh | 0 | 0 | 0 | 0 | 0 | 0 | 0 | 0 | 0 | Premium HVAC Equipment-Anchor-NR | Premium HVAC Equipment-Anchor-NR | 7.1961 | 15 | 2.9658 | 0 | SmComCAC | 0 | [33 empty] | Premium HVAC Equipment-University-New | Premium HVAC Equipment-University-New | 1.0393 | 15 | 0.75057 | 0 | SmComCAC | 0
| Block 4: 30< x <=40 m/kWh | 0 | 0 | 0 | 0 | 0 | 0 | 0 | 0 | 0 | Premium HVAC Equipment-K-12-NR | Premium HVAC Equipment-K-12-NR | 1.9704 | 15 | 1.7734 | 0 | SmComCAC | 0 | [33 empty] | Premium HVAC Equipment-Warehouse-New | Premium HVAC Equipment-Warehouse-New | 0.10755 | 15 | 15.5346 | 0 | SmComCAC | 0
| Block 5: 40< x <=50 m/kWh | 5.4453 | 2.9802 | 2.43 | 0.48678 | 3.467 | 5577.4199 | 46.8489 | 4.5801 | 1.3211 | Premium HVAC Equipment-University-NR | Premium HVAC Equipment-University-NR | 1.5226 | 15 | 0.9897 | 0 | SmComCAC | 0 | [33 empty] | Premium HVAC Equipment-Supermarket-New | Premium HVAC Equipment-Supermarket-New | 0.17905 | 15 | 0.19894 | 0 | SmComCAC | 0
| Block 6: 50< x <=60 m/kWh | 26.9479 | 16.3665 | 13.37 | 2.6732 | 19.0397 | 6189.2725 | 51.9883 | 22.6661 | 1.1905 | Premium HVAC Equipment-Warehouse-NR | Premium HVAC Equipment-Warehouse-NR | 0.083798 | 15 | 10.8938 | 0 | SmComCAC | 0 | [33 empty] | Premium HVAC Equipment-MIniMart-New | Premium HVAC Equipment-MIniMart-New | 0.33513 | 15 | 0.48408 | 0 | SmComCAC | 0
| Block 7: 60m/kWh < x | 49.0933 | 60.9591 | 49.78 | 9.9568 | 70.9159 | 12653.9473 | 106.2899 | 41.2927 | 0.58228 | Premium HVAC Equipment-Supermarket-NR | Premium HVAC Equipment-Supermarket-NR | 0.78077 | 15 | 0.78077 | 0 | SmComCAC | 0 | [33 empty] | Premium HVAC Equipment-Restaurant-New | Premium HVAC Equipment-Restaurant-New | 1.6008 | 15 | 0.8217 | 0 | SmComCAC | 0
[11 empty] | Premium HVAC Equipment-MIniMart-NR | Premium HVAC Equipment-MIniMart-NR | 0.48385 | 15 | 0.629 | 0 | SmComCAC | 0 | [33 empty] | Premium HVAC Equipment-Lodging-New | Premium HVAC Equipment-Lodging-New | 3.4721 | 15 | 3.4721 | 0 | SmComCAC | 0
[11 empty] | Premium HVAC Equipment-Restaurant-NR | Premium HVAC Equipment-Restaurant-NR | 3.257 | 15 | 1.5047 | 0 | SmComCAC | 0 | [33 empty] | Premium HVAC Equipment-Hospital-New | Premium HVAC Equipment-Hospital-New | 1.2004 | 15 | 0.57798 | 0 | SmComCAC | 0
[11 empty] | Premium HVAC Equipment-Lodging-NR | Premium HVAC Equipment-Lodging-NR | 4.0503 | 15 | 3.6453 | 0 | SmComCAC | 0 | [33 empty] | Premium HVAC Equipment-OtherHealth-New | Premium HVAC Equipment-OtherHealth-New | 1.9816 | 15 | 1.4312 | 0 | SmComCAC | 0
New | POST2002 Remaining in 2025 | 1424828.369 | POST2002 | 2025 | [6 empty] | Premium HVAC Equipment-Hospital-NR | Premium HVAC Equipment-Hospital-NR | 1.325 | 15 | 0.57417 | 0 | SmComCAC | 0 | [33 empty] | Premium HVAC Equipment-Other-New | Premium HVAC Equipment-Other-New | 30.098 | 15 | 21.7374 | 0 | SmComCAC | 0
| POST2002 New Annually | 59367.8487 | New Annually | [7 empty] | Premium HVAC Equipment-OtherHealth-NR | Premium HVAC Equipment-OtherHealth-NR | 2.1873 | 15 | 1.4218 | 0 | SmComCAC | 0
|  | Annually |  | 20 Years | [6 empty] | Premium HVAC Equipment-Other-NR | Premium HVAC Equipment-Other-NR | 26.0795 | 15 | 16.9517 | 0 | SmComCAC | 0
|  | kWh | MWa | kWh | MWa | lvl cost | TRC B/C | Annual Capital $Million | 2025 Capital $Million | [42 empty] | ProCost Results, Version 1.70a: JPH 03/07/01, 01:42 AM 11/9/2003
| Measures with B/C>1.00 | 4948501.2345 | 0.5649 | 118764029.6288 | 13.5575 | 57.0896 | 1.0841 | 3.8394 | 92.145 | [42 empty] | Measure Results (2000 $) |  | Measure Input Data | [7 empty] | Savings |  |  | PV Capital |  |  |  | PV O&M |  | Total PV Costs |  |  |  |  | Levelized Cost (mills/kwh) |  |  |  |  | PV Bulk Power System Benefits | [5 empty] | PV Regional Benefits
| Categories with B/C>1.00 | 0 | 0 | 0 | 0 | 0 | 0 |  |  |  | ProCost Results, Version 1.70a: JPH 03/07/01, 01:42 AM 11/9/2003 | [40 empty] | Category | Measure | Measure Life | Site Savings (kWh) | Capital Cost ($/unit) | Annual O&M Cost ($/unit) | PV Per. Repl. Cost ($/unit) | Load Shape | Div. Load Factor | Bulk Pwr Coin. Factor | Bulk Energy (kWh) | Bulk Demand (kw) | Local Demand (kW) | Spon 1 | Spon 2 | Spon 3 | Cust | Utility | Cust | Spon 1 | Spon 2 | Spon 3 | Cust | Total | Spon 1 | Spon 2 | Spon 3 | Cust | Total | Energy | Bulk T&D Def. Cap. | Act C-E Credit | Total System Benefit | Total non-Consumer Cost | Bulk System B/C Ratio | Local T&D Def.Cap. | Non-E Value | Exter-nalities | Total Regional Benefit | Total Regional Cost | Total Regional B/C Ratio
| % of Measures with B/C >1.00 | 3733098.6034 | 0.42615 | 89594366.4805 | 10.2277 | 71.651 | 0.86377 |  |  |  | Measure Results (2000 $) |  | Measure Input Data | [7 empty] | Savings |  |  | PV Capital |  |  |  | PV O&M |  | Total PV Costs |  |  |  |  | Levelized Cost (mills/kwh) |  |  |  |  | PV Bulk Power System Benefits | [5 empty] | PV Regional Benefits | [5 empty] | Premium HVAC Equipment-Large Off-New | Premium HVAC Equipment-Large Off-New | 15 | 7.1732 | 0.85 | 0 | 0 | SmComCAC | 0.17 | 0 | 7.7202 | 0 | 0.0051841 |  |  | 0.8504 | 0.19089 | 0 | 0 | 0 | 0 | 0.8504 | 0.19089 | 1.0413 | 0 | 0 | 8.1052 | 1.8194 | 9.9246 | 6.4935 | 0 | 0.76517 | 7.2587 | 0.8504 | 8.5356 | 1.4091 | 0 | 0 | 8.6678 | 1.0413 | 8.3241
| Block 1: x <=10 m/kWh | 0 | 0 | 0 | 0 | 0 | 0 |  |  |  | Category | Measure | Measure Life | Site Savings (kWh) | Capital Cost ($/unit) | Annual O&M Cost ($/unit) | PV Per. Repl. Cost ($/unit) | Load Shape | Div. Load Factor | Bulk Pwr Coin. Factor | Bulk Energy (kWh) | Bulk Demand (kw) | Local Demand (kW) | Spon 1 | Spon 2 | Spon 3 | Cust | Utility | Cust | Spon 1 | Spon 2 | Spon 3 | Cust | Total | Spon 1 | Spon 2 | Spon 3 | Cust | Total | Energy | Bulk T&D Def. Cap. | Act C-E Credit | Total System Benefit | Total non-Consumer Cost | Bulk System B/C Ratio | Local T&D Def.Cap. | Non-E Value | Exter-nalities | Total Regional Benefit | Total Regional Cost | Total Regional B/C Ratio | Premium HVAC Equipment-Medium Off-New | Premium HVAC Equipment-Medium Off-New | 15 | 7.2871 | 3.74 | 0 | 0 | SmComCAC | 0.17 | 0 | 7.8428 | 0 | 0.0052664 |  |  | 3.7433 | 0.84025 | 0 | 0 | 0 | 0 | 3.7433 | 0.84025 | 4.5835 | 0 | 0 | 35.1201 | 7.8833 | 43.0034 | 6.5966 | 0 | 0.77731 | 7.3739 | 3.7433 | 1.9699 | 1.4314 | 0 | 0 | 8.8054 | 4.5835 | 1.9211
| Block 2: 10< x <=20 m/kWh | 458332.1968 | 0.052321 | 10999972.7234 | 1.2557 | 11.5456 | 5.3605 |  |  |  | Premium HVAC Equipment-Large Off-NR | Premium HVAC Equipment-Large Off-NR | 15 | 9.0435 | 0.96 | 0 | 0 | SmComCAC | 0.17 | 0 | 9.7331 | 0 | 0.0065358 |  |  | 0.9649 | 0.21659 | 0 | 0 | 0 | 0 | 0.9649 | 0.21659 | 1.1815 | 0 | 0 | 7.2946 | 1.6374 | 8.932 | 8.1866 | 0 | 0.96467 | 9.1513 | 0.9649 | 9.4842 | 1.7765 | 0 | 0 | 10.9277 | 1.1815 | 9.2491 | Premium HVAC Equipment-Small Off-New | Premium HVAC Equipment-Small Off-New | 15 | 7.0913 | 4.11 | 0 | 0 | SmComCAC | 0.17 | 0 | 7.632 | 0 | 0.0051249 |  |  | 4.1074 | 0.92197 | 0 | 0 | 0 | 0 | 4.1074 | 0.92197 | 5.0294 | 0 | 0 | 39.6003 | 8.8889 | 48.4892 | 6.4193 | 0 | 0.75643 | 7.1758 | 4.1074 | 1.747 | 1.393 | 0 | 0 | 8.5688 | 5.0294 | 1.7037
| Block 3: 20< x <=30 m/kWh | 0 | 0 | 0 | 0 | 0 | 0 |  |  |  | Premium HVAC Equipment-Medium Off-NR | Premium HVAC Equipment-Medium Off-NR | 15 | 5.4326 | 2.51 | 0 | 0 | SmComCAC | 0.17 | 0 | 5.8469 | 0 | 0.0039262 |  |  | 2.5116 | 0.56377 | 0 | 0 | 0 | 0 | 2.5116 | 0.56377 | 3.0754 | 0 | 0 | 31.6079 | 7.0949 | 38.7029 | 4.9179 | 0 | 0.5795 | 5.4974 | 2.5116 | 2.1888 | 1.0672 | 0 | 0 | 6.5645 | 3.0754 | 2.1345 | Premium HVAC Equipment-Big Box-New | Premium HVAC Equipment-Big Box-New | 15 | 15.0555 | 10.61 | 0 | 0 | SmComCAC | 0.17 | 0 | 16.2035 | 0 | 0.010881 |  |  | 10.6068 | 2.3809 | 0 | 0 | 0 | 0 | 10.6068 | 2.3809 | 12.9877 | 0 | 0 | 48.1665 | 10.8118 | 58.9783 | 13.6289 | 0 | 1.606 | 15.2349 | 10.6068 | 1.4363 | 2.9574 | 0 | 0 | 18.1923 | 12.9877 | 1.4007
| Block 4: 30< x <=40 m/kWh | 0 | 0 | 0 | 0 | 0 | 0 |  |  |  | Premium HVAC Equipment-Small Off-NR | Premium HVAC Equipment-Small Off-NR | 15 | 7.6347 | 3.98 | 0 | 0 | SmComCAC | 0.17 | 0 | 8.2169 | 0 | 0.0055176 |  |  | 3.98 | 0.89338 | 0 | 0 | 0 | 0 | 3.98 | 0.89338 | 4.8734 | 0 | 0 | 35.6407 | 8.0002 | 43.6408 | 6.9113 | 0 | 0.81439 | 7.7257 | 3.98 | 1.9411 | 1.4997 | 0 | 0 | 9.2254 | 4.8734 | 1.893 | Premium HVAC Equipment-Small Box-New | Premium HVAC Equipment-Small Box-New | 15 | 8.5282 | 4.41 | 0 | 0 | SmComCAC | 0.17 | 0 | 9.1785 | 0 | 0.0061634 |  |  | 4.4124 | 0.99044 | 0 | 0 | 0 | 0 | 4.4124 | 0.99044 | 5.4028 | 0 | 0 | 35.3731 | 7.9401 | 43.3132 | 7.7201 | 0 | 0.9097 | 8.6298 | 4.4124 | 1.9558 | 1.6752 | 0 | 0 | 10.3051 | 5.4028 | 1.9073
| Block 5: 40< x <=50 m/kWh | 323278.6401 | 0.036904 | 7758687.3624 | 0.88569 | 46.8489 | 1.3211 |  |  |  | Premium HVAC Equipment-Big Box-NR | Premium HVAC Equipment-Big Box-NR | 15 | 10.7625 | 6.82 | 0 | 0 | SmComCAC | 0.17 | 0 | 11.5831 | 0 | 0.0077781 |  |  | 6.8241 | 1.5318 | 0 | 0 | 0 | 0 | 6.8241 | 1.5318 | 8.3559 | 0 | 0 | 43.3501 | 9.7306 | 53.0807 | 9.7427 | 0 | 1.148 | 10.8907 | 6.8241 | 1.5959 | 2.1141 | 0 | 0 | 13.0048 | 8.3559 | 1.5564 | Premium HVAC Equipment-High End-New | Premium HVAC Equipment-High End-New | 15 | 2.1321 | 1.1 | 0 | 0 | SmComCAC | 0.17 | 0 | 2.2946 | 0 | 0.0015408 |  |  | 1.1031 | 0.24761 | 0 | 0 | 0 | 0 | 1.1031 | 0.24761 | 1.3507 | 0 | 0 | 35.3731 | 7.9401 | 43.3132 | 1.93 | 0 | 0.22743 | 2.1575 | 1.1031 | 1.9558 | 0.41881 | 0 | 0 | 2.5763 | 1.3507 | 1.9073
| Block 6: 50< x <=60 m/kWh | 1599837.9128 | 0.18263 | 38396109.9064 | 4.3831 | 51.9883 | 1.1905 |  |  |  | Premium HVAC Equipment-Small Box-NR | Premium HVAC Equipment-Small Box-NR | 15 | 17.5937 | 8.19 | 0 | 0 | SmComCAC | 0.17 | 0 | 18.9352 | 0 | 0.012715 |  |  | 8.1926 | 1.839 | 0 | 0 | 0 | 0 | 8.1926 | 1.839 | 10.0316 | 0 | 0 | 31.8362 | 7.1462 | 38.9823 | 15.9266 | 0 | 1.8767 | 17.8033 | 8.1926 | 2.1731 | 3.456 | 0 | 0 | 21.2593 | 10.0316 | 2.1192 | Premium HVAC Equipment-Anchor-New | Premium HVAC Equipment-Anchor-New | 15 | 2.2583 | 1.03 | 0 | 0 | SmComCAC | 0.17 | 0 | 2.4305 | 0 | 0.0016321 |  |  | 1.0342 | 0.23214 | 0 | 0 | 0 | 0 | 1.0342 | 0.23214 | 1.2663 | 0 | 0 | 31.3093 | 7.0279 | 38.3372 | 2.0443 | 0 | 0.2409 | 2.2852 | 1.0342 | 2.2097 | 0.44362 | 0 | 0 | 2.7288 | 1.2663 | 2.1549
| Block 7: 60m/kWh < x | 2914560.8569 | 0.33271 | 69949460.5665 | 7.9851 | 106.2899 | 0.58228 |  |  |  | Premium HVAC Equipment-High End-NR | Premium HVAC Equipment-High End-NR | 15 | 4.3984 | 2.05 | 0 | 0 | SmComCAC | 0.17 | 0 | 4.7338 | 0 | 0.0031788 |  |  | 2.0481 | 0.45973 | 0 | 0 | 0 | 0 | 2.0481 | 0.45973 | 2.5078 | 0 | 0 | 31.8354 | 7.146 | 38.9814 | 3.9816 | 0 | 0.46918 | 4.4508 | 2.0481 | 2.1731 | 0.86401 | 0 | 0 | 5.3148 | 2.5078 | 2.1193 | Premium HVAC Equipment-K-12-New | Premium HVAC Equipment-K-12-New | 15 | 1.3449 | 1.34 | 0 | 0 | SmComCAC | 0.17 | 0 | 1.4475 | 0 | 0.00097197 |  |  | 1.3449 | 0.30189 | 0 | 0 | 0 | 0 | 1.3449 | 0.30189 | 1.6468 | 0 | 0 | 68.3679 | 15.3463 | 83.7142 | 1.2175 | 0 | 0.14346 | 1.3609 | 1.3449 | 1.0119 | 0.26419 | 0 | 0 | 1.6251 | 1.6468 | 0.98685
[11 empty] | Premium HVAC Equipment-Anchor-NR | Premium HVAC Equipment-Anchor-NR | 15 | 7.1961 | 2.97 | 0 | 0 | SmComCAC | 0.17 | 0 | 7.7448 | 0 | 0.0052006 |  |  | 2.9658 | 0.66572 | 0 | 0 | 0 | 0 | 2.9658 | 0.66572 | 3.6315 | 0 | 0 | 28.1775 | 6.3249 | 34.5025 | 6.5142 | 0 | 0.7676 | 7.2818 | 2.9658 | 2.4553 | 1.4136 | 0 | 0 | 8.6954 | 3.6315 | 2.3944 | Premium HVAC Equipment-University-New | Premium HVAC Equipment-University-New | 15 | 1.0393 | 0.75 | 0 | 0 | SmComCAC | 0.17 | 0 | 1.1185 | 0 | 0.00075107 |  |  | 0.7506 | 0.16848 | 0 | 0 | 0 | 0 | 0.7506 | 0.16848 | 0.91908 | 0 | 0 | 49.3792 | 11.084 | 60.4632 | 0.94078 | 0 | 0.11086 | 1.0516 | 0.7506 | 1.4011 | 0.20415 | 0 | 0 | 1.2558 | 0.91908 | 1.3663
[11 empty] | Premium HVAC Equipment-K-12-NR | Premium HVAC Equipment-K-12-NR | 15 | 1.9704 | 1.77 | 0 | 0 | SmComCAC | 0.17 | 0 | 2.1207 | 0 | 0.0014241 |  |  | 1.7734 | 0.39807 | 0 | 0 | 0 | 0 | 1.7734 | 0.39807 | 2.1715 | 0 | 0 | 61.5316 | 13.8118 | 75.3434 | 1.7837 | 0 | 0.21019 | 1.9939 | 1.7734 | 1.1243 | 0.38707 | 0 | 0 | 2.381 | 2.1715 | 1.0965 | Premium HVAC Equipment-Warehouse-New | Premium HVAC Equipment-Warehouse-New | 15 | 0.10755 | 15.53 | 0 | 0 | SmComCAC | 0.17 | 0 | 0.11575 | 0 | 7.7725e-05 |  |  | 15.5346 | 3.487 | 0 | 0 | 0 | 0 | 15.5346 | 3.487 | 19.0216 | 0 | 0 | 9875.4639 | 2216.7144 | 12092.1784 | 0.097356 | 0 | 0.011472 | 0.10883 | 15.5346 | 0.0070055 | 0.021126 | 0 | 0 | 0.12995 | 19.0216 | 0.0068319
[11 empty] | Premium HVAC Equipment-University-NR | Premium HVAC Equipment-University-NR | 15 | 1.5226 | 0.99 | 0 | 0 | SmComCAC | 0.17 | 0 | 1.6387 | 0 | 0.0011004 |  |  | 0.9897 | 0.22215 | 0 | 0 | 0 | 0 | 0.9897 | 0.22215 | 1.2119 | 0 | 0 | 44.4395 | 9.9752 | 54.4147 | 1.3783 | 0 | 0.16242 | 1.5408 | 0.9897 | 1.5568 | 0.2991 | 0 | 0 | 1.8399 | 1.2119 | 1.5182 | Premium HVAC Equipment-Supermarket-New | Premium HVAC Equipment-Supermarket-New | 15 | 0.17905 | 0.2 | 0 | 0 | SmComCAC | 0.17 | 0 | 0.1927 | 0 | 0.0001294 |  |  | 0.1989 | 0.044646 | 0 | 0 | 0 | 0 | 0.1989 | 0.044646 | 0.24355 | 0 | 0 | 75.9494 | 17.0481 | 92.9975 | 0.16208 | 0 | 0.019099 | 0.18118 | 0.1989 | 0.91091 | 0.035171 | 0 | 0 | 0.21635 | 0.24355 | 0.88834
Premium HVAC Equipment-NR | [10 empty] | Premium HVAC Equipment-Warehouse-NR | Premium HVAC Equipment-Warehouse-NR | 15 | 0.083798 | 10.89 | 0 | 0 | SmComCAC | 0.17 | 0 | 0.090188 | 0 | 6.0561e-05 |  |  | 10.8938 | 2.4453 | 0 | 0 | 0 | 0 | 10.8938 | 2.4453 | 13.3391 | 0 | 0 | 8887.9268 | 1995.0449 | 10882.972 | 0.075858 | 0 | 0.0089388 | 0.084797 | 10.8938 | 0.0077839 | 0.016461 | 0 | 0 | 0.10126 | 13.3391 | 0.007591 | Premium HVAC Equipment-MIniMart-New | Premium HVAC Equipment-MIniMart-New | 15 | 0.33513 | 0.48 | 0 | 0 | SmComCAC | 0.17 | 0 | 0.36068 | 0 | 0.0002422 |  |  | 0.4841 | 0.10866 | 0 | 0 | 0 | 0 | 0.4841 | 0.10866 | 0.59276 | 0 | 0 | 98.7592 | 22.1682 | 120.9273 | 0.30337 | 0 | 0.035748 | 0.33912 | 0.4841 | 0.70052 | 0.065832 | 0 | 0 | 0.40495 | 0.59276 | 0.68316
Totals for Measures/Categories with Benefits Exceeding Costs | [10 empty] | Premium HVAC Equipment-Supermarket-NR | Premium HVAC Equipment-Supermarket-NR | 15 | 0.78077 | 0.78 | 0 | 0 | SmComCAC | 0.17 | 0 | 0.84031 | 0 | 0.00056427 |  |  | 0.7808 | 0.17526 | 0 | 0 | 0 | 0 | 0.7808 | 0.17526 | 0.95606 | 0 | 0 | 68.3709 | 15.347 | 83.7179 | 0.70679 | 0 | 0.083285 | 0.79007 | 0.7808 | 1.0119 | 0.15337 | 0 | 0 | 0.94345 | 0.95606 | 0.9868 | Premium HVAC Equipment-Restaurant-New | Premium HVAC Equipment-Restaurant-New | 15 | 1.6008 | 0.82 | 0 | 0 | SmComCAC | 0.17 | 0 | 1.7229 | 0 | 0.0011569 |  |  | 0.8217 | 0.18444 | 0 | 0 | 0 | 0 | 0.8217 | 0.18444 | 1.0061 | 0 | 0 | 35.0939 | 7.8774 | 42.9713 | 1.4491 | 0 | 0.17076 | 1.6199 | 0.8217 | 1.9714 | 0.31446 | 0 | 0 | 1.9343 | 1.0061 | 1.9225
0 | Totals Basis | Busbar Savings | PV Cost | First Cost | Admin Cost | Program Cost | Program $/KWa | Levelized Cost | PV Benefits | B/C Ratio | Premium HVAC Equipment-MIniMart-NR | Premium HVAC Equipment-MIniMart-NR | 15 | 0.48385 | 0.63 | 0 | 0 | SmComCAC | 0.17 | 0 | 0.52074 | 0 | 0.00034968 |  |  | 0.629 | 0.14119 | 0 | 0 | 0 | 0 | 0.629 | 0.14119 | 0.77019 | 0 | 0 | 88.8789 | 19.9504 | 108.8292 | 0.438 | 0 | 0.051612 | 0.48961 | 0.629 | 0.7784 | 0.095045 | 0 | 0 | 0.58466 | 0.77019 | 0.75911 | Premium HVAC Equipment-Lodging-New | Premium HVAC Equipment-Lodging-New | 15 | 3.4721 | 3.47 | 0 | 0 | SmComCAC | 0.17 | 0 | 3.7369 | 0 | 0.0025093 |  |  | 3.4721 | 0.77937 | 0 | 0 | 0 | 0 | 3.4721 | 0.77937 | 4.2515 | 0 | 0 | 68.368 | 15.3463 | 83.7144 | 3.1431 | 0 | 0.37037 | 3.5135 | 3.4721 | 1.0119 | 0.68205 | 0 | 0 | 4.1955 | 4.2515 | 0.98684
| Measures with B/C>1.00 | 96.3275 | 54.3963 | 44.42 | 8.8849 | 63.2812 | 5754.7788 | 48.3387 | 81.0218 | 1.2803 | Premium HVAC Equipment-Restaurant-NR | Premium HVAC Equipment-Restaurant-NR | 15 | 3.257 | 1.5 | 0 | 0 | SmComCAC | 0.17 | 0 | 3.5054 | 0 | 0.0023539 |  |  | 1.5047 | 0.33776 | 0 | 0 | 0 | 0 | 1.5047 | 0.33776 | 1.8425 | 0 | 0 | 31.5852 | 7.0898 | 38.675 | 2.9484 | 0 | 0.34743 | 3.2958 | 1.5047 | 2.1904 | 0.6398 | 0 | 0 | 3.9356 | 1.8425 | 2.1361 | Premium HVAC Equipment-Hospital-New | Premium HVAC Equipment-Hospital-New | 15 | 1.2004 | 0.58 | 0 | 0 | SmComCAC | 0.17 | 0 | 1.292 | 0 | 0.00086755 |  |  | 0.578 | 0.12974 | 0 | 0 | 0 | 0 | 0.578 | 0.12974 | 0.70774 | 0 | 0 | 32.9194 | 7.3893 | 40.3087 | 1.0867 | 0 | 0.12805 | 1.2147 | 0.578 | 2.1016 | 0.23581 | 0 | 0 | 1.4505 | 0.70774 | 2.0495
| Categories with B/C>1.00 | 0 | 0 | 0 | 0 | 0 | 0 | 0 | 87.6926 | 0 | Premium HVAC Equipment-Lodging-NR | Premium HVAC Equipment-Lodging-NR | 15 | 4.0503 | 3.65 | 0 | 0 | SmComCAC | 0.17 | 0 | 4.3591 | 0 | 0.0029272 |  |  | 3.6453 | 0.81825 | 0 | 0 | 0 | 0 | 3.6453 | 0.81825 | 4.4635 | 0 | 0 | 61.5324 | 13.812 | 75.3444 | 3.6665 | 0 | 0.43204 | 4.0985 | 3.6453 | 1.1243 | 0.79562 | 0 | 0 | 4.8942 | 4.4635 | 1.0965 | Premium HVAC Equipment-OtherHealth-New | Premium HVAC Equipment-OtherHealth-New | 15 | 1.9816 | 1.43 | 0 | 0 | SmComCAC | 0.17 | 0 | 2.1327 | 0 | 0.0014321 |  |  | 1.4312 | 0.32126 | 0 | 0 | 0 | 0 | 1.4312 | 0.32126 | 1.7525 | 0 | 0 | 49.3777 | 11.0837 | 60.4614 | 1.7939 | 0 | 0.21138 | 2.0053 | 1.4312 | 1.4011 | 0.38927 | 0 | 0 | 2.3945 | 1.7525 | 1.3664
| % of Measures with B/C >1.00 | 87.2152 | 56.4655 | 46.1144 | 9.2229 | 65.6884 | 6597.8208 | 55.42 | 73.3573 | 1.1167 | Premium HVAC Equipment-Hospital-NR | Premium HVAC Equipment-Hospital-NR | 15 | 1.325 | 0.57 | 0 | 0 | SmComCAC | 0.17 | 0 | 1.426 | 0 | 0.00095759 |  |  | 0.5742 | 0.12889 | 0 | 0 | 0 | 0 | 0.5742 | 0.12889 | 0.70309 | 0 | 0 | 29.628 | 6.6505 | 36.2785 | 1.1995 | 0 | 0.14134 | 1.3408 | 0.5742 | 2.3351 | 0.26028 | 0 | 0 | 1.6011 | 0.70309 | 2.2772 | Premium HVAC Equipment-Other-New | Premium HVAC Equipment-Other-New | 15 | 22.0999 | 15.96 | 0 | 0 | SmComCAC | 0.17 | 0 | 23.785 | 0 | 0.015972 |  |  | 15.961 | 3.5827 | 0 | 0 | 0 | 0 | 15.961 | 3.5827 | 19.5437 | 0 | 0 | 49.3772 | 11.0835 | 60.4608 | 20.0058 | 0 | 2.3574 | 22.3631 | 15.961 | 1.4011 | 4.3412 | 0 | 0 | 26.7043 | 19.5437 | 1.3664
| Block 1: x <=10 m/kWh | 0 | 0 | 0 | 0 | 0 | 0 | 0 | 0 | 0 | Premium HVAC Equipment-OtherHealth-NR | Premium HVAC Equipment-OtherHealth-NR | 15 | 2.1873 | 1.42 | 0 | 0 | SmComCAC | 0.17 | 0 | 2.3541 | 0 | 0.0015808 |  |  | 1.4218 | 0.31915 | 0 | 0 | 0 | 0 | 1.4218 | 0.31915 | 1.7409 | 0 | 0 | 44.4411 | 9.9756 | 54.4166 | 1.98 | 0 | 0.23332 | 2.2134 | 1.4218 | 1.5567 | 0.42967 | 0 | 0 | 2.643 | 1.7409 | 1.5182
| Block 2: 10< x <=20 m/kWh | 9.7331 | 1.1815 | 0.96 | 0.19298 | 1.3745 | 1237.0497 | 10.3909 | 8.1866 | 5.9562 | Premium HVAC Equipment-Other-NR | Premium HVAC Equipment-Other-NR | 15 | 19.1493 | 12.45 | 0 | 0 | SmComCAC | 0.17 | 0 | 20.6094 | 0 | 0.013839 |  |  | 12.447 | 2.7939 | 0 | 0 | 0 | 0 | 12.447 | 2.7939 | 15.2409 | 0 | 0 | 44.4395 | 9.9752 | 54.4146 | 17.3347 | 0 | 2.0427 | 19.3774 | 12.447 | 1.5568 | 3.7616 | 0 | 0 | 23.139 | 15.2409 | 1.5182
| Block 3: 20< x <=30 m/kWh | 0 | 0 | 0 | 0 | 0 | 0 | 0 | 0 | 0 | [41 empty] | Category Totals (2000 $) |  | Savings Weighted Measure Data | [7 empty] | Savings |  |  | PV Costs |  |  |  | Lvl Cst | PV Bulk Power System Benefits | [5 empty] | PV Regional Benefits
| Block 4: 30< x <=40 m/kWh | 0 | 0 | 0 | 0 | 0 | 0 | 0 | 0 | 0 | [42 empty] | Category | Weighted Measure Life | Site Savings (kWh) | Capital Cost ($/unit) | Annual O&M Cost ($/unit) | Per. Repl. Cost ($/unit) | Load Shape | Weighted Load Factor | Weighted Coinc. Factor | Bulk Energy (kWh) | Bulk Demand (kw) | Local Demand (kW) | PV Capital | PV Annual O&M | PV Period. Repl. | PV Total Costs | Levelized Cost mills/kWh | Energy | Bulk T&D Def. Cap. | Act C-E Credit | Total System Benefit | Total non-Consumer Cost | Bulk System B/C Ratio | Local T&D Def.Cap. | Non-E Value | Exter-nalities | Total Regional Benefit | Total Regional Cost | Total Regional B/C Ratio
| Block 5: 40< x <=50 m/kWh | 42.1921 | 21.7918 | 17.8 | 3.5594 | 25.3512 | 5263.4624 | 44.2117 | 35.4881 | 1.3999 | Category Totals (2000 $) |  | Savings Weighted Measure Data | [7 empty] | Savings |  |  | PV Costs |  |  |  | Lvl Cst | PV Bulk Power System Benefits | [5 empty] | PV Regional Benefits | [17 empty] | Premium HVAC Equipment-Large Off-New | 15 | 7.1732 | 0.85 | 0 | 0 |  | 0.17 | 0 | 7.7202 | 0 | 0.0051841 | 1.0413 | 0 | 0 | 1.0413 | 9.9246 | 6.4935 | 0 | 0.76517 | 7.2587 | 0.8504 | 8.5356 | 1.4091 | 0 | 0 | 8.6678 | 1.0413 | 8.3241
| Block 6: 50< x <=60 m/kWh | 8.2169 | 4.8734 | 3.98 | 0.796 | 5.6694 | 6044.1118 | 50.769 | 6.9113 | 1.2191 |  | Category | Weighted Measure Life | Site Savings (kWh) | Capital Cost ($/unit) | Annual O&M Cost ($/unit) | Per. Repl. Cost ($/unit) | Load Shape | Weighted Load Factor | Weighted Coinc. Factor | Bulk Energy (kWh) | Bulk Demand (kw) | Local Demand (kW) | PV Capital | PV Annual O&M | PV Period. Repl. | PV Total Costs | Levelized Cost mills/kWh | Energy | Bulk T&D Def. Cap. | Act C-E Credit | Total System Benefit | Total non-Consumer Cost | Bulk System B/C Ratio | Local T&D Def.Cap. | Non-E Value | Exter-nalities | Total Regional Benefit | Total Regional Cost | Total Regional B/C Ratio | [12 empty] | Premium HVAC Equipment-Anchor-New | 15 | 2.2583 | 1.03 | 0 | 0 |  | 0.17 | 0 | 2.4305 | 0 | 0.0016321 | 1.2663 | 0 | 0 | 1.2663 | 38.3372 | 2.0443 | 0 | 0.2409 | 2.2852 | 1.0342 | 2.2097 | 0.44362 | 0 | 0 | 2.7288 | 1.2663 | 2.1549
| Block 7: 60m/kWh < x | 44.1164 | 48.25 | 39.4 | 7.881 | 56.131 | 11145.6729 | 93.6208 | 37.1067 | 0.66107 |  | Premium HVAC Equipment-Large Off-NR | 15 | 9.0435 | 0.96 | 0 | 0 |  | 0.17 | 0 | 9.7331 | 0 | 0.0065358 | 1.1815 | 0 | 0 | 1.1815 | 8.932 | 8.1866 | 0 | 0.96467 | 9.1513 | 0.9649 | 9.4842 | 1.7765 | 0 | 0 | 10.9277 | 1.1815 | 9.2491 | [12 empty] | Premium HVAC Equipment-Hospital-New | 15 | 1.2004 | 0.58 | 0 | 0 |  | 0.17 | 0 | 1.292 | 0 | 0.00086755 | 0.70774 | 0 | 0 | 0.70774 | 40.3087 | 1.0867 | 0 | 0.12805 | 1.2147 | 0.578 | 2.1016 | 0.23581 | 0 | 0 | 1.4505 | 0.70774 | 2.0495
[12 empty] | Premium HVAC Equipment-Anchor-NR | 15 | 7.1961 | 2.97 | 0 | 0 |  | 0.17 | 0 | 7.7448 | 0 | 0.0052006 | 3.6315 | 0 | 0 | 3.6315 | 34.5025 | 6.5142 | 0 | 0.7676 | 7.2818 | 2.9658 | 2.4553 | 1.4136 | 0 | 0 | 8.6954 | 3.6315 | 2.3944 | [12 empty] | Premium HVAC Equipment-Restaurant-New | 15 | 1.6008 | 0.82 | 0 | 0 |  | 0.17 | 0 | 1.7229 | 0 | 0.0011569 | 1.0061 | 0 | 0 | 1.0061 | 42.9713 | 1.4491 | 0 | 0.17076 | 1.6199 | 0.8217 | 1.9714 | 0.31446 | 0 | 0 | 1.9343 | 1.0061 | 1.9225
[12 empty] | Premium HVAC Equipment-Hospital-NR | 15 | 1.325 | 0.57 | 0 | 0 |  | 0.17 | 0 | 1.426 | 0 | 0.00095759 | 0.70309 | 0 | 0 | 0.70309 | 36.2785 | 1.1995 | 0 | 0.14134 | 1.3408 | 0.5742 | 2.3351 | 0.26028 | 0 | 0 | 1.6011 | 0.70309 | 2.2772 | [12 empty] | Premium HVAC Equipment-Medium Off-New | 15 | 7.2871 | 3.74 | 0 | 0 |  | 0.17 | 0 | 7.8428 | 0 | 0.0052664 | 4.5835 | 0 | 0 | 4.5835 | 43.0034 | 6.5966 | 0 | 0.77731 | 7.3739 | 3.7433 | 1.9699 | 1.4314 | 0 | 0 | 8.8054 | 4.5835 | 1.9211
NR | Natural Replacement | [10 empty] | Premium HVAC Equipment-Restaurant-NR | 15 | 3.257 | 1.5 | 0 | 0 |  | 0.17 | 0 | 3.5054 | 0 | 0.0023539 | 1.8425 | 0 | 0 | 1.8425 | 38.675 | 2.9484 | 0 | 0.34743 | 3.2958 | 1.5047 | 2.1904 | 0.6398 | 0 | 0 | 3.9356 | 1.8425 | 2.1361 | [12 empty] | Premium HVAC Equipment-Small Box-New | 15 | 8.5282 | 4.41 | 0 | 0 |  | 0.17 | 0 | 9.1785 | 0 | 0.0061634 | 5.4028 | 0 | 0 | 5.4028 | 43.3132 | 7.7201 | 0 | 0.9097 | 8.6298 | 4.4124 | 1.9558 | 1.6752 | 0 | 0 | 10.3051 | 5.4028 | 1.9073
| PRE2002 Stock Remaining in 2025 | 2119754.328 | PRE2002 | 2025 | [7 empty] | Premium HVAC Equipment-Medium Off-NR | 15 | 5.4326 | 2.51 | 0 | 0 |  | 0.17 | 0 | 5.8469 | 0 | 0.0039262 | 3.0754 | 0 | 0 | 3.0754 | 38.7029 | 4.9179 | 0 | 0.5795 | 5.4974 | 2.5116 | 2.1888 | 1.0672 | 0 | 0 | 6.5645 | 3.0754 | 2.1345 | [12 empty] | Premium HVAC Equipment-High End-New | 15 | 2.1321 | 1.1 | 0 | 0 |  | 0.17 | 0 | 2.2946 | 0 | 0.0015408 | 1.3507 | 0 | 0 | 1.3507 | 43.3132 | 1.93 | 0 | 0.22743 | 2.1575 | 1.1031 | 1.9558 | 0.41881 | 0 | 0 | 2.5763 | 1.3507 | 1.9073
| Cumulative NR Premium HVAC Equipment-NR in 2025 | 698289.7941 | NR Cumulative | NR Rate 1.5% | [7 empty] | Premium HVAC Equipment-High End-NR | 15 | 4.3984 | 2.05 | 0 | 0 |  | 0.17 | 0 | 4.7338 | 0 | 0.0031788 | 2.5078 | 0 | 0 | 2.5078 | 38.9814 | 3.9816 | 0 | 0.46918 | 4.4508 | 2.0481 | 2.1731 | 0.86401 | 0 | 0 | 5.3148 | 2.5078 | 2.1193 | [12 empty] | Premium HVAC Equipment-Small Off-New | 15 | 7.0913 | 4.11 | 0 | 0 |  | 0.17 | 0 | 7.632 | 0 | 0.0051249 | 5.0294 | 0 | 0 | 5.0294 | 48.4892 | 6.4193 | 0 | 0.75643 | 7.1758 | 4.1074 | 1.747 | 1.393 | 0 | 0 | 8.5688 | 5.0294 | 1.7037
|  | 33251.895 | [9 empty] | Premium HVAC Equipment-Small Box-NR | 15 | 17.5937 | 8.19 | 0 | 0 |  | 0.17 | 0 | 18.9352 | 0 | 0.012715 | 10.0316 | 0 | 0 | 10.0316 | 38.9823 | 15.9266 | 0 | 1.8767 | 17.8033 | 8.1926 | 2.1731 | 3.456 | 0 | 0 | 21.2593 | 10.0316 | 2.1192 | [12 empty] | Premium HVAC Equipment-Big Box-New | 15 | 15.0555 | 10.61 | 0 | 0 |  | 0.17 | 0 | 16.2035 | 0 | 0.010881 | 12.9877 | 0 | 0 | 12.9877 | 58.9783 | 13.6289 | 0 | 1.606 | 15.2349 | 10.6068 | 1.4363 | 2.9574 | 0 | 0 | 18.1923 | 12.9877 | 1.4007
|  | Annually |  | 20 Years | [7 empty] | Premium HVAC Equipment-Small Off-NR | 15 | 7.6347 | 3.98 | 0 | 0 |  | 0.17 | 0 | 8.2169 | 0 | 0.0055176 | 4.8734 | 0 | 0 | 4.8734 | 43.6408 | 6.9113 | 0 | 0.81439 | 7.7257 | 3.98 | 1.9411 | 1.4997 | 0 | 0 | 9.2254 | 4.8734 | 1.893 | [12 empty] | Premium HVAC Equipment-Other-New | 15 | 22.0999 | 15.96 | 0 | 0 |  | 0.17 | 0 | 23.785 | 0 | 0.015972 | 19.5437 | 0 | 0 | 19.5437 | 60.4608 | 20.0058 | 0 | 2.3574 | 22.3631 | 15.961 | 1.4011 | 4.3412 | 0 | 0 | 26.7043 | 19.5437 | 1.3664
|  | kWh | MWa | kWh | MWa | lvl cost | TRC B/C | Annual Capital $Million | 2025 Capital $Million |  |  | Premium HVAC Equipment-Big Box-NR | 15 | 10.7625 | 6.82 | 0 | 0 |  | 0.17 | 0 | 11.5831 | 0 | 0.0077781 | 8.3559 | 0 | 0 | 8.3559 | 53.0807 | 9.7427 | 0 | 1.148 | 10.8907 | 6.8241 | 1.5959 | 2.1141 | 0 | 0 | 13.0048 | 8.3559 | 1.5564 | [12 empty] | Premium HVAC Equipment-OtherHealth-New | 15 | 1.9816 | 1.43 | 0 | 0 |  | 0.17 | 0 | 2.1327 | 0 | 0.0014321 | 1.7525 | 0 | 0 | 1.7525 | 60.4614 | 1.7939 | 0 | 0.21138 | 2.0053 | 1.4312 | 1.4011 | 0.38927 | 0 | 0 | 2.3945 | 1.7525 | 1.3664
| Measures with B/C>1.00 | 3203071.5018 | 0.36565 | 67264501.5384 | 7.6786 | 48.3387 | 1.2803 | 2.1042 | 44.1886 |  |  | Premium HVAC Equipment-Other-NR | 15 | 19.1493 | 12.45 | 0 | 0 |  | 0.17 | 0 | 20.6094 | 0 | 0.013839 | 15.2409 | 0 | 0 | 15.2409 | 54.4146 | 17.3347 | 0 | 2.0427 | 19.3774 | 12.447 | 1.5568 | 3.7616 | 0 | 0 | 23.139 | 15.2409 | 1.5182 | [12 empty] | Premium HVAC Equipment-University-New | 15 | 1.0393 | 0.75 | 0 | 0 |  | 0.17 | 0 | 1.1185 | 0 | 0.00075107 | 0.91908 | 0 | 0 | 0.91908 | 60.4632 | 0.94078 | 0 | 0.11086 | 1.0516 | 0.7506 | 1.4011 | 0.20415 | 0 | 0 | 1.2558 | 0.91908 | 1.3663
| Categories with B/C>1.00 | 0 | 0 | 0 | 0 | 0 | 0 |  |  |  |  | Premium HVAC Equipment-University-NR | 15 | 1.5226 | 0.99 | 0 | 0 |  | 0.17 | 0 | 1.6387 | 0 | 0.0011004 | 1.2119 | 0 | 0 | 1.2119 | 54.4147 | 1.3783 | 0 | 0.16242 | 1.5408 | 0.9897 | 1.5568 | 0.2991 | 0 | 0 | 1.8399 | 1.2119 | 1.5182 | [12 empty] | Premium HVAC Equipment-K-12-New | 15 | 1.3449 | 1.34 | 0 | 0 |  | 0.17 | 0 | 1.4475 | 0 | 0.00097197 | 1.6468 | 0 | 0 | 1.6468 | 83.7142 | 1.2175 | 0 | 0.14346 | 1.3609 | 1.3449 | 1.0119 | 0.26419 | 0 | 0 | 1.6251 | 1.6468 | 0.98685
| % of Measures with B/C >1.00 | 2900070.1467 | 0.33106 | 60901473.0801 | 6.9522 | 55.42 | 1.1167 |  |  |  |  | Premium HVAC Equipment-OtherHealth-NR | 15 | 2.1873 | 1.42 | 0 | 0 |  | 0.17 | 0 | 2.3541 | 0 | 0.0015808 | 1.7409 | 0 | 0 | 1.7409 | 54.4166 | 1.98 | 0 | 0.23332 | 2.2134 | 1.4218 | 1.5567 | 0.42967 | 0 | 0 | 2.643 | 1.7409 | 1.5182 | [12 empty] | Premium HVAC Equipment-Lodging-New | 15 | 3.4721 | 3.47 | 0 | 0 |  | 0.17 | 0 | 3.7369 | 0 | 0.0025093 | 4.2515 | 0 | 0 | 4.2515 | 83.7144 | 3.1431 | 0 | 0.37037 | 3.5135 | 3.4721 | 1.0119 | 0.68205 | 0 | 0 | 4.1955 | 4.2515 | 0.98684
| Block 1: x <=10 m/kWh | 0 | 0 | 0 | 0 | 0 | 0 |  |  |  |  | Premium HVAC Equipment-K-12-NR | 15 | 1.9704 | 1.77 | 0 | 0 |  | 0.17 | 0 | 2.1207 | 0 | 0.0014241 | 2.1715 | 0 | 0 | 2.1715 | 75.3434 | 1.7837 | 0 | 0.21019 | 1.9939 | 1.7734 | 1.1243 | 0.38707 | 0 | 0 | 2.381 | 2.1715 | 1.0965 | [12 empty] | Premium HVAC Equipment-Supermarket-New | 15 | 0.17905 | 0.2 | 0 | 0 |  | 0.17 | 0 | 0.1927 | 0 | 0.0001294 | 0.24355 | 0 | 0 | 0.24355 | 92.9975 | 0.16208 | 0 | 0.019099 | 0.18118 | 0.1989 | 0.91091 | 0.035171 | 0 | 0 | 0.21635 | 0.24355 | 0.88834
| Block 2: 10< x <=20 m/kWh | 323644.2217 | 0.036946 | 6796528.655 | 0.77586 | 10.3909 | 5.9562 |  |  |  |  | Premium HVAC Equipment-Lodging-NR | 15 | 4.0503 | 3.65 | 0 | 0 |  | 0.17 | 0 | 4.3591 | 0 | 0.0029272 | 4.4635 | 0 | 0 | 4.4635 | 75.3444 | 3.6665 | 0 | 0.43204 | 4.0985 | 3.6453 | 1.1243 | 0.79562 | 0 | 0 | 4.8942 | 4.4635 | 1.0965 | [12 empty] | Premium HVAC Equipment-MIniMart-New | 15 | 0.33513 | 0.48 | 0 | 0 |  | 0.17 | 0 | 0.36068 | 0 | 0.0002422 | 0.59276 | 0 | 0 | 0.59276 | 120.9274 | 0.30337 | 0 | 0.035748 | 0.33912 | 0.4841 | 0.70052 | 0.065832 | 0 | 0 | 0.40495 | 0.59276 | 0.68316
| Block 3: 20< x <=30 m/kWh | 0 | 0 | 0 | 0 | 0 | 0 |  |  |  |  | Premium HVAC Equipment-Supermarket-NR | 15 | 0.78077 | 0.78 | 0 | 0 |  | 0.17 | 0 | 0.84031 | 0 | 0.00056427 | 0.95606 | 0 | 0 | 0.95606 | 83.7179 | 0.70679 | 0 | 0.083285 | 0.79007 | 0.7808 | 1.0119 | 0.15337 | 0 | 0 | 0.94345 | 0.95606 | 0.9868 | [12 empty] | Premium HVAC Equipment-Warehouse-New | 15 | 0.10755 | 15.53 | 0 | 0 |  | 0.17 | 0 | 0.11575 | 0 | 7.7725e-05 | 19.0216 | 0 | 0 | 19.0216 | 12092.1786 | 0.097356 | 0 | 0.011472 | 0.10883 | 15.5346 | 0.0070055 | 0.021126 | 0 | 0 | 0.12995 | 19.0216 | 0.0068319
| Block 4: 30< x <=40 m/kWh | 0 | 0 | 0 | 0 | 0 | 0 |  |  |  |  | Premium HVAC Equipment-MIniMart-NR | 15 | 0.48385 | 0.63 | 0 | 0 |  | 0.17 | 0 | 0.52074 | 0 | 0.00034968 | 0.77019 | 0 | 0 | 0.77019 | 108.8292 | 0.438 | 0 | 0.051612 | 0.48961 | 0.629 | 0.7784 | 0.095045 | 0 | 0 | 0.58466 | 0.77019 | 0.75911
| Block 5: 40< x <=50 m/kWh | 1402968.6617 | 0.16016 | 29462341.8961 | 3.3633 | 44.2117 | 1.3999 |  |  |  |  | Premium HVAC Equipment-Warehouse-NR | 15 | 0.083798 | 10.89 | 0 | 0 |  | 0.17 | 0 | 0.090188 | 0 | 6.0561e-05 | 13.3391 | 0 | 0 | 13.3391 | 10882.972 | 0.075858 | 0 | 0.0089388 | 0.084797 | 10.8938 | 0.0077839 | 0.016461 | 0 | 0 | 0.10126 | 13.3391 | 0.007591
| Block 6: 50< x <=60 m/kWh | 273226.7948 | 0.03119 | 5737762.6898 | 0.655 | 50.769 | 1.2191 | [44 empty] | Totals for Measures/Categories with Benefits Exceeding Costs
| Block 7: 60m/kWh < x | 1466954.5294 | 0.16746 | 30806045.1182 | 3.5167 | 93.6208 | 0.66107 | [45 empty] | Totals Basis | Busbar Savings | PV Cost | First Cost | Admin Cost | Program Cost | Program $/KWa | Levelized Cost | PV Benefits | B/C Ratio
[11 empty] | Totals for Measures/Categories with Benefits Exceeding Costs | [41 empty] | Measures with B/C>1.00 | 83.3532 | 55.5909 | 45.4 | 9.08 | 64.6709 | 6796.585 | 57.0896 | 70.109 | 1.0841
[12 empty] | Totals Basis | Busbar Savings | PV Cost | First Cost | Admin Cost | Program Cost | Program $/KWa | Levelized Cost | PV Benefits | B/C Ratio | [31 empty] | Categories with B/C>1.00 | 0 | 0 | 0 | 0 | 0 | 0 | 0 | 75.0324 | 0
[12 empty] | Measures with B/C>1.00 | 96.3275 | 54.3963 | 44.42 | 8.8849 | 63.2812 | 5754.7788 | 48.3387 | 81.0218 | 1.2803 | [31 empty] | % of Measures with B/C >1.00 | 62.8808 | 52.6338 | 42.9851 | 8.597 | 61.2309 | 8530.1445 | 71.651 | 52.8895 | 0.86377
Premium HVAC Equipment-New-IntD | [11 empty] | Categories with B/C>1.00 | 0 | 0 | 0 | 0 | 0 | 0 | 0 | 87.6926 | 0 | [31 empty] | Block 1: x <=10 m/kWh | 0 | 0 | 0 | 0 | 0 | 0 | 0 | 0 | 0
Totals for Measures/Categories with Benefits Exceeding Costs | [11 empty] | % of Measures with B/C >1.00 | 87.2152 | 56.4655 | 46.1144 | 9.2229 | 65.6884 | 6597.8208 | 55.42 | 73.3573 | 1.1167 | [31 empty] | Block 2: 10< x <=20 m/kWh | 7.7202 | 1.0413 | 0.85 | 0.17008 | 1.2114 | 1374.5182 | 11.5456 | 6.4935 | 5.3605
0 | Totals Basis | Busbar Savings | PV Cost | First Cost | Admin Cost | Program Cost | Program $/KWa | Levelized Cost | PV Benefits | B/C Ratio |  | Block 1: x <=10 m/kWh | 0 | 0 | 0 | 0 | 0 | 0 | 0 | 0 | 0 | [31 empty] | Block 3: 20< x <=30 m/kWh | 0 | 0 | 0 | 0 | 0 | 0 | 0 | 0 | 0
| Measures with B/C>1.00 | 71.027 | 46.1689 | 37.71 | 7.5411 | 53.7099 | 6624.23 | 55.6418 | 59.7413 | 1.1123 |  | Block 2: 10< x <=20 m/kWh | 9.7331 | 1.1815 | 0.96 | 0.19298 | 1.3745 | 1237.0497 | 10.3909 | 8.1866 | 5.9562 | [31 empty] | Block 4: 30< x <=40 m/kWh | 0 | 0 | 0 | 0 | 0 | 0 | 0 | 0 | 0
| Categories with B/C>1.00 | 0 | 0 | 0 | 0 | 0 | 0 | 0 | 64.6355 | 0 |  | Block 3: 20< x <=30 m/kWh | 0 | 0 | 0 | 0 | 0 | 0 | 0 | 0 | 0 | [31 empty] | Block 5: 40< x <=50 m/kWh | 5.4453 | 2.9802 | 2.43 | 0.48678 | 3.467 | 5577.4199 | 46.8489 | 4.5801 | 1.3211
| % of Measures with B/C >1.00 | 52.7433 | 43.9054 | 35.8567 | 7.1713 | 51.0767 | 8483.2031 | 71.2567 | 44.3628 | 0.86855 |  | Block 4: 30< x <=40 m/kWh | 0 | 0 | 0 | 0 | 0 | 0 | 0 | 0 | 0 | [31 empty] | Block 6: 50< x <=60 m/kWh | 26.9479 | 16.3665 | 13.37 | 2.6732 | 19.0397 | 6189.2725 | 51.9883 | 22.6661 | 1.1905
| Block 1: x <=10 m/kWh | 0 | 0 | 0 | 0 | 0 | 0 | 0 | 0 | 0 |  | Block 5: 40< x <=50 m/kWh | 42.1921 | 21.7918 | 17.8 | 3.5594 | 25.3512 | 5263.4624 | 44.2117 | 35.4881 | 1.3999 | [31 empty] | Block 7: 60m/kWh < x | 49.0933 | 60.9591 | 49.78 | 9.9568 | 70.9159 | 12653.9473 | 106.2899 | 41.2927 | 0.58228
| Block 2: 10< x <=20 m/kWh | 10.3481 | 1.3956 | 1.14 | 0.22796 | 1.6236 | 1374.4387 | 11.5449 | 8.7038 | 5.3608 |  | Block 6: 50< x <=60 m/kWh | 8.2169 | 4.8734 | 3.98 | 0.796 | 5.6694 | 6044.1118 | 50.769 | 6.9113 | 1.2191
| Block 3: 20< x <=30 m/kWh | 0 | 0 | 0 | 0 | 0 | 0 | 0 | 0 | 0 |  | Block 7: 60m/kWh < x | 44.1164 | 48.25 | 39.4 | 7.881 | 56.131 | 11145.6729 | 93.6208 | 37.1067 | 0.66107
| Block 4: 30< x <=40 m/kWh | 0 | 0 | 0 | 0 | 0 | 0 | 0 | 0 | 0
| Block 5: 40< x <=50 m/kWh | 6.6805 | 3.653 | 2.98 | 0.59666 | 4.2496 | 5572.4424 | 46.8071 | 5.619 | 1.3222
| Block 6: 50< x <=60 m/kWh | 14.4725 | 8.7308 | 7.13 | 1.4261 | 10.1569 | 6147.8281 | 51.6402 | 12.1729 | 1.1985
| Block 7: 60m/kWh < x | 45.3447 | 44.2001 | 36.1 | 7.2195 | 51.4195 | 9933.5869 | 83.4396 | 38.1397 | 0.74174
New IntD | New Construction IntDesign
| POST2002 Remaining in 2025 | 1424828.369 | POST2002 | 2025
| Annual NR Lighting Systems | 59367.8487 | New Annually
|  | Annually |  | 20 Years
|  | kWh | MWa | kWh | MWa | lvl cost | TRC B/C | Annual Capital $Million | 2025 Capital $Million
| Measures with B/C>1.00 | 4216718.564 | 0.48136 | 101201245.5353 | 11.5527 | 57.0896 | 1.0841 | 3.1886 | 76.5274
| Categories with B/C>1.00 | 0 | 0 | 0 | 0 | 0 | 0
| % of Measures with B/C >1.00 | 3131255.3672 | 0.35745 | 75150128.8137 | 8.5788 | 71.651 | 0.86377
| Block 1: x <=10 m/kWh | 0 | 0 | 0 | 0 | 0 | 0
| Block 2: 10< x <=20 m/kWh | 614342.9798 | 0.07013 | 14744231.5163 | 1.6831 | 11.5456 | 5.3605
| Block 3: 20< x <=30 m/kWh | 0 | 0 | 0 | 0 | 0 | 0
| Block 4: 30< x <=40 m/kWh | 0 | 0 | 0 | 0 | 0 | 0
| Block 5: 40< x <=50 m/kWh | 396605.7031 | 0.045275 | 9518536.8753 | 1.0866 | 46.8489 | 1.3211
| Block 6: 50< x <=60 m/kWh | 859198.8526 | 0.098082 | 20620772.4617 | 2.354 | 51.9883 | 1.1905
| Block 7: 60m/kWh < x | 2692014.7206 | 0.30731 | 64608353.2934 | 7.3754 | 106.2899 | 0.58228
| 0 | Savings Weighted Measure Data | 0 | 0 | 0 | 0
| Category | Weighted Measure Life | Site Savings (kWh) | Capital Cost ($/unit) | Annual O&M Cost ($/unit) | Per. Repl. Cost ($/unit)
| Premium HVAC Equipment-Large Off-New | 15 | 9.6149 | 1.14 | 0 | 0
| Premium HVAC Equipment-Anchor-New | 15 | 0.81561 | 0.37 | 0 | 0
| Premium HVAC Equipment-Hospital-New | 15 | 4.958 | 2.39 | 0 | 0
| Premium HVAC Equipment-Restaurant-New | 15 | 0.43361 | 0.22 | 0 | 0
| Premium HVAC Equipment-Medium Off-New | 15 | 7.3257 | 3.76 | 0 | 0
| Premium HVAC Equipment-Small Box-New | 15 | 2.31 | 1.2 | 0 | 0
| Premium HVAC Equipment-High End-New | 15 | 0.57751 | 0.3 | 0 | 0
| Premium HVAC Equipment-Small Off-New | 15 | 3.2339 | 1.87 | 0 | 0
| Premium HVAC Equipment-Big Box-New | 15 | 4.0781 | 2.87 | 0 | 0
| Premium HVAC Equipment-OtherHealth-New | 15 | 6.1384 | 4.43 | 0 | 0
| Premium HVAC Equipment-University-New | 15 | 4.2923 | 3.1 | 0 | 0
| Premium HVAC Equipment-Other-New | 15 | 22.2168 | 16.05 | 0 | 0
| Premium HVAC Equipment-K-12-New | 15 | 4.1661 | 4.17 | 0 | 0
| Premium HVAC Equipment-Lodging-New | 15 | 0.94049 | 0.94 | 0 | 0
| Premium HVAC Equipment-Supermarket-New | 15 | 0.17999 | 0.2 | 0 | 0
| Premium HVAC Equipment-MIniMart-New | 15 | 0.090776 | 0.13 | 0 | 0
| Premium HVAC Equipment-Warehouse-New | 15 | 0.029131 | 4.21 | 0 | 0
| Total | 15 | 71.4013 | 47.35 | 0 | 0
Note on BH5: Tom Eckman: Annual value of natural gas savings at an avoided cost of $0.30/Therm (1997$).
Note on BJ5: Tom Eckman: Annual avoided cost of end user's water and waste water treatment costs and detergent savings.

## Log8Mar04A
Q:\CG\Main\Plan 5\Commercial\Assessment\HVAC\[PC-HVACEQUIP-D1.xls]Summary | [10 empty] | Data Set Name | [40 empty] | Data Set Name | [40 empty] | Data Set Name
|  | Resuslts From | 2004-04-08 | 14:35 | crt+; | ctl+shift+: |  |  |  |  | Premium HVAC Equipment | Weighted For Region | 6 | [38 empty] | Premium HVAC Equipment | Weighted For Region | 6 | [38 empty] | Premium HVAC Equipment | Weighted For Region | 6
|  | MC file | MidC_DraftPlan_122903 | [8 empty] | Units are 1000 sf | [40 empty] | Units are 1000 sf | [40 empty] | Units are 1000 sf
|  | CHAR file | 2004-03-23 | [7 empty] | Input Data | [7 empty] | Periodic O&M | [5 empty] | Other Fuels | [26 empty] | Input Data | [7 empty] | Periodic O&M | [5 empty] | Other Fuels | [26 empty] | Input Data | [7 empty] | Periodic O&M | [5 empty] | Other Fuels
[11 empty] | Category Name | Measure Name | Savings (kWh/yr.) | Phys Life (yr.) | Capital Cost ($) | Annual O&M ($) | Shape Pointer | Non-E Val ($/yr.) | Cost 1 ($) | Period 1 | Cost 2 ($) | Period 2 | Cost 3 ($) | Period 3 | Savings (mmBtu/yr) | Shape Pointer | [25 empty] | Category Name | Measure Name | Savings (kWh/yr.) | Phys Life (yr.) | Capital Cost ($) | Annual O&M ($) | Shape Pointer | Non-E Val ($/yr.) | Cost 1 ($) | Period 1 | Cost 2 ($) | Period 2 | Cost 3 ($) | Period 3 | Savings (mmBtu/yr) | Shape Pointer | [25 empty] | Category Name | Measure Name | Savings (kWh/yr.) | Phys Life (yr.) | Capital Cost ($) | Annual O&M ($) | Shape Pointer | Non-E Val ($/yr.) | Cost 1 ($) | Period 1 | Cost 2 ($) | Period 2 | Cost 3 ($) | Period 3 | Savings (mmBtu/yr) | Shape Pointer
Premium HVAC Equipment-New | [10 empty] | Premium HVAC Equipment-Large Off-New | Premium HVAC Equipment-Large Off-New | 7.1732 | 15 | 0.85035 | 0 | SmComCAC | 0 | [33 empty] | Premium HVAC Equipment-Large Off-New | Premium HVAC Equipment-Large Off-New | 7.1732 | 15 | 0.85035 | 0 | SmComCAC | 0 | [33 empty] | Premium HVAC Equipment-Large Off-New | Premium HVAC Equipment-Large Off-New | 9.6149 | 15 | 1.1398 | 0 | SmComCAC | 0
Totals for Measures/Categories with Benefits Exceeding Costs | [10 empty] | Premium HVAC Equipment-Medium Off-New | Premium HVAC Equipment-Medium Off-New | 7.2871 | 15 | 3.7433 | 0 | SmComCAC | 0 | [33 empty] | Premium HVAC Equipment-Medium Off-New | Premium HVAC Equipment-Medium Off-New | 7.2871 | 15 | 3.7433 | 0 | SmComCAC | 0 | [33 empty] | Premium HVAC Equipment-Medium Off-New | Premium HVAC Equipment-Medium Off-New | 7.3257 | 15 | 3.7631 | 0 | SmComCAC | 0
0 | Totals Basis | Busbar Savings | PV Cost | First Cost | Admin Cost | Program Cost | Program $/KWa | Levelized Cost | PV Benefits | B/C Ratio | Premium HVAC Equipment-Small Off-New | Premium HVAC Equipment-Small Off-New | 7.0913 | 15 | 4.1074 | 0 | SmComCAC | 0 | [33 empty] | Premium HVAC Equipment-Small Off-New | Premium HVAC Equipment-Small Off-New | 7.0913 | 15 | 4.1074 | 0 | SmComCAC | 0 | [33 empty] | Premium HVAC Equipment-Small Off-New | Premium HVAC Equipment-Small Off-New | 3.2339 | 15 | 1.8732 | 0 | SmComCAC | 0
| Measures with B/C>1.00 | 40.1134 | 20.388 | 16.65 | 3.3301 | 23.7181 | 5179.5693 | 43.5071 | 29.0887 | 1.2264 | Premium HVAC Equipment-Big Box-New | Premium HVAC Equipment-Big Box-New | 15.0555 | 15 | 10.6068 | 0 | SmComCAC | 0 | [33 empty] | Premium HVAC Equipment-Big Box-New | Premium HVAC Equipment-Big Box-New | 15.0555 | 15 | 10.6068 | 0 | SmComCAC | 0 | [33 empty] | Premium HVAC Equipment-Big Box-New | Premium HVAC Equipment-Big Box-New | 4.0781 | 15 | 2.8731 | 0 | SmComCAC | 0
| Categories with B/C>1.00 | 0 | 0 | 0 | 0 | 0 | 0 | 0 | 70.9314 | 0 | Premium HVAC Equipment-Small Box-New | Premium HVAC Equipment-Small Box-New | 8.5282 | 15 | 4.4124 | 0 | SmComCAC | 0 | [33 empty] | Premium HVAC Equipment-Small Box-New | Premium HVAC Equipment-Small Box-New | 8.5282 | 15 | 4.4124 | 0 | SmComCAC | 0 | [33 empty] | Premium HVAC Equipment-Small Box-New | Premium HVAC Equipment-Small Box-New | 2.31 | 15 | 1.1952 | 0 | SmComCAC | 0
| % of Measures with B/C >1.00 | 51.0578 | 52.7009 | 43.0399 | 8.608 | 61.3089 | 10518.7842 | 88.3551 | 37.0252 | 0.60391 | Premium HVAC Equipment-High End-New | Premium HVAC Equipment-High End-New | 2.1321 | 15 | 1.1031 | 0 | SmComCAC | 0 | [33 empty] | Premium HVAC Equipment-High End-New | Premium HVAC Equipment-High End-New | 2.1321 | 15 | 1.1031 | 0 | SmComCAC | 0 | [33 empty] | Premium HVAC Equipment-High End-New | Premium HVAC Equipment-High End-New | 0.57751 | 15 | 0.2988 | 0 | SmComCAC | 0
| Block 1: x <=10 m/kWh | 0 | 0 | 0 | 0 | 0 | 0 | 0 | 0 | 0 | Premium HVAC Equipment-Anchor-New | Premium HVAC Equipment-Anchor-New | 2.2583 | 15 | 1.0342 | 0 | SmComCAC | 0 | [33 empty] | Premium HVAC Equipment-Anchor-New | Premium HVAC Equipment-Anchor-New | 2.2583 | 15 | 1.0342 | 0 | SmComCAC | 0 | [33 empty] | Premium HVAC Equipment-Anchor-New | Premium HVAC Equipment-Anchor-New | 0.81561 | 15 | 0.3735 | 0 | SmComCAC | 0
| Block 2: 10< x <=20 m/kWh | 7.7202 | 1.0413 | 0.85 | 0.17008 | 1.2114 | 1374.5182 | 11.5456 | 5.5984 | 4.6216 | Premium HVAC Equipment-K-12-New | Premium HVAC Equipment-K-12-New | 1.3449 | 15 | 1.3449 | 0 | SmComCAC | 0 | [33 empty] | Premium HVAC Equipment-K-12-New | Premium HVAC Equipment-K-12-New | 1.3449 | 15 | 1.3449 | 0 | SmComCAC | 0 | [33 empty] | Premium HVAC Equipment-K-12-New | Premium HVAC Equipment-K-12-New | 4.1661 | 15 | 4.1661 | 0 | SmComCAC | 0
| Block 3: 20< x <=30 m/kWh | 0 | 0 | 0 | 0 | 0 | 0 | 0 | 0 | 0 | Premium HVAC Equipment-University-New | Premium HVAC Equipment-University-New | 1.0393 | 15 | 0.75057 | 0 | SmComCAC | 0 | [33 empty] | Premium HVAC Equipment-University-New | Premium HVAC Equipment-University-New | 1.0393 | 15 | 0.75057 | 0 | SmComCAC | 0 | [33 empty] | Premium HVAC Equipment-University-New | Premium HVAC Equipment-University-New | 4.2923 | 15 | 3.1 | 0 | SmComCAC | 0
| Block 4: 30< x <=40 m/kWh | 0 | 0 | 0 | 0 | 0 | 0 | 0 | 0 | 0 | Premium HVAC Equipment-Warehouse-New | Premium HVAC Equipment-Warehouse-New | 0.10755 | 15 | 15.5346 | 0 | SmComCAC | 0 | [33 empty] | Premium HVAC Equipment-Warehouse-New | Premium HVAC Equipment-Warehouse-New | 0.10755 | 15 | 15.5346 | 0 | SmComCAC | 0 | [33 empty] | Premium HVAC Equipment-Warehouse-New | Premium HVAC Equipment-Warehouse-New | 0.029131 | 15 | 4.2078 | 0 | SmComCAC | 0
| Block 5: 40< x <=50 m/kWh | 5.4453 | 2.9802 | 2.43 | 0.48678 | 3.467 | 5577.4199 | 46.8489 | 3.9488 | 1.139 | Premium HVAC Equipment-Supermarket-New | Premium HVAC Equipment-Supermarket-New | 0.17905 | 15 | 0.19894 | 0 | SmComCAC | 0 | [33 empty] | Premium HVAC Equipment-Supermarket-New | Premium HVAC Equipment-Supermarket-New | 0.17905 | 15 | 0.19894 | 0 | SmComCAC | 0 | [33 empty] | Premium HVAC Equipment-Supermarket-New | Premium HVAC Equipment-Supermarket-New | 0.17999 | 15 | 0.19999 | 0 | SmComCAC | 0
| Block 6: 50< x <=60 m/kWh | 26.9479 | 16.3665 | 13.37 | 2.6732 | 19.0397 | 6189.2725 | 51.9883 | 19.5416 | 1.0264 | Premium HVAC Equipment-MIniMart-New | Premium HVAC Equipment-MIniMart-New | 0.33513 | 15 | 0.48408 | 0 | SmComCAC | 0 | [33 empty] | Premium HVAC Equipment-MIniMart-New | Premium HVAC Equipment-MIniMart-New | 0.33513 | 15 | 0.48408 | 0 | SmComCAC | 0 | [33 empty] | Premium HVAC Equipment-MIniMart-New | Premium HVAC Equipment-MIniMart-New | 0.090776 | 15 | 0.13112 | 0 | SmComCAC | 0
| Block 7: 60m/kWh < x | 57.7012 | 68.0321 | 55.56 | 11.1121 | 79.1442 | 12015.4121 | 100.9264 | 41.8427 | 0.52869 | Premium HVAC Equipment-Restaurant-New | Premium HVAC Equipment-Restaurant-New | 1.6008 | 15 | 0.8217 | 0 | SmComCAC | 0 | [33 empty] | Premium HVAC Equipment-Restaurant-New | Premium HVAC Equipment-Restaurant-New | 1.6008 | 15 | 0.8217 | 0 | SmComCAC | 0 | [33 empty] | Premium HVAC Equipment-Restaurant-New | Premium HVAC Equipment-Restaurant-New | 0.43361 | 15 | 0.22257 | 0 | SmComCAC | 0
[11 empty] | Premium HVAC Equipment-Lodging-New | Premium HVAC Equipment-Lodging-New | 3.4721 | 15 | 3.4721 | 0 | SmComCAC | 0 | [33 empty] | Premium HVAC Equipment-Lodging-New | Premium HVAC Equipment-Lodging-New | 3.4721 | 15 | 3.4721 | 0 | SmComCAC | 0 | [33 empty] | Premium HVAC Equipment-Lodging-New | Premium HVAC Equipment-Lodging-New | 0.94049 | 15 | 0.94049 | 0 | SmComCAC | 0
[11 empty] | Premium HVAC Equipment-Hospital-New | Premium HVAC Equipment-Hospital-New | 1.2004 | 15 | 0.57798 | 0 | SmComCAC | 0 | [33 empty] | Premium HVAC Equipment-Hospital-New | Premium HVAC Equipment-Hospital-New | 1.2004 | 15 | 0.57798 | 0 | SmComCAC | 0 | [33 empty] | Premium HVAC Equipment-Hospital-New | Premium HVAC Equipment-Hospital-New | 4.958 | 15 | 2.3872 | 0 | SmComCAC | 0
[11 empty] | Premium HVAC Equipment-OtherHealth-New | Premium HVAC Equipment-OtherHealth-New | 1.9816 | 15 | 1.4312 | 0 | SmComCAC | 0 | [33 empty] | Premium HVAC Equipment-OtherHealth-New | Premium HVAC Equipment-OtherHealth-New | 1.9816 | 15 | 1.4312 | 0 | SmComCAC | 0 | [33 empty] | Premium HVAC Equipment-OtherHealth-New | Premium HVAC Equipment-OtherHealth-New | 6.1384 | 15 | 4.4333 | 0 | SmComCAC | 0
New | POST2002 Remaining in 2025 | 1424828.369 | POST2002 | 2025 | [6 empty] | Premium HVAC Equipment-Other-New | Premium HVAC Equipment-Other-New | 30.098 | 15 | 21.7374 | 0 | SmComCAC | 0 | [33 empty] | Premium HVAC Equipment-Other-New | Premium HVAC Equipment-Other-New | 30.098 | 15 | 21.7374 | 0 | SmComCAC | 0 | [33 empty] | Premium HVAC Equipment-Other-New | Premium HVAC Equipment-Other-New | 13.3301 | 15 | 9.6273 | 0 | SmComCAC | 0
| POST2002 New Annually | 59367.8487 | New Annually
|  | Annually |  | 20 Years
|  | kWh | MWa | kWh | MWa | lvl cost | TRC B/C | Annual Capital $Million | 2025 Capital $Million |  | ProCost Results, Version 1.70a: JPH 03/07/01, 02:12 PM 4/8/2004 | [40 empty] | ProCost Results, Version 1.70a: JPH 03/07/01, 02:12 PM 4/8/2004 | [40 empty] | ProCost Results, Version 1.70a: JPH 03/07/01, 02:12 PM 4/8/2004
| Measures with B/C>1.00 | 2381448.7497 | 0.27185 | 57154769.9921 | 6.5245 | 43.5071 | 1.2264 | 1.4081 | 33.7942 |  | Measure Results (2000 $) |  | Measure Input Data | [7 empty] | Savings |  |  | PV Capital |  |  |  | PV O&M |  | Total PV Costs |  |  |  |  | Levelized Cost (mills/kwh) |  |  |  |  | PV Bulk Power System Benefits | [5 empty] | PV Regional Benefits | [5 empty] | Measure Results (2000 $) |  | Measure Input Data | [7 empty] | Savings |  |  | PV Capital |  |  |  | PV O&M |  | Total PV Costs |  |  |  |  | Levelized Cost (mills/kwh) |  |  |  |  | PV Bulk Power System Benefits | [5 empty] | PV Regional Benefits | [5 empty] | Measure Results (2000 $) |  | Measure Input Data | [7 empty] | Savings |  |  | PV Capital |  |  |  | PV O&M |  | Total PV Costs |  |  |  |  | Levelized Cost (mills/kwh) |  |  |  |  | PV Bulk Power System Benefits | [5 empty] | PV Regional Benefits
| Categories with B/C>1.00 | 0 | 0 | 0 | 0 | 0 | 0 |  |  |  | Category | Measure | Measure Life | Site Savings (kWh) | Capital Cost ($/unit) | Annual O&M Cost ($/unit) | PV Per. Repl. Cost ($/unit) | Load Shape | Div. Load Factor | Bulk Pwr Coin. Factor | Bulk Energy (kWh) | Bulk Demand (kw) | Local Demand (kW) | Spon 1 | Spon 2 | Spon 3 | Cust | Utility | Cust | Spon 1 | Spon 2 | Spon 3 | Cust | Total | Spon 1 | Spon 2 | Spon 3 | Cust | Total | Energy | Bulk T&D Def. Cap. | Act C-E Credit | Total System Benefit | Total non-Consumer Cost | Bulk System B/C Ratio | Local T&D Def.Cap. | Non-E Value | Exter-nalities | Total Regional Benefit | Total Regional Cost | Total Regional B/C Ratio | Category | Measure | Measure Life | Site Savings (kWh) | Capital Cost ($/unit) | Annual O&M Cost ($/unit) | PV Per. Repl. Cost ($/unit) | Load Shape | Div. Load Factor | Bulk Pwr Coin. Factor | Bulk Energy (kWh) | Bulk Demand (kw) | Local Demand (kW) | Spon 1 | Spon 2 | Spon 3 | Cust | Utility | Cust | Spon 1 | Spon 2 | Spon 3 | Cust | Total | Spon 1 | Spon 2 | Spon 3 | Cust | Total | Energy | Bulk T&D Def. Cap. | Act C-E Credit | Total System Benefit | Total non-Consumer Cost | Bulk System B/C Ratio | Local T&D Def.Cap. | Non-E Value | Exter-nalities | Total Regional Benefit | Total Regional Cost | Total Regional B/C Ratio | Category | Measure | Measure Life | Site Savings (kWh) | Capital Cost ($/unit) | Annual O&M Cost ($/unit) | PV Per. Repl. Cost ($/unit) | Load Shape | Div. Load Factor | Bulk Pwr Coin. Factor | Bulk Energy (kWh) | Bulk Demand (kw) | Local Demand (kW) | Spon 1 | Spon 2 | Spon 3 | Cust | Utility | Cust | Spon 1 | Spon 2 | Spon 3 | Cust | Total | Spon 1 | Spon 2 | Spon 3 | Cust | Total | Energy | Bulk T&D Def. Cap. | Act C-E Credit | Total System Benefit | Total non-Consumer Cost | Bulk System B/C Ratio | Local T&D Def.Cap. | Non-E Value | Exter-nalities | Total Regional Benefit | Total Regional Cost | Total Regional B/C Ratio
| % of Measures with B/C >1.00 | 3031190.8252 | 0.34603 | 72748579.8037 | 8.3046 | 88.3551 | 0.60391 |  |  |  | Premium HVAC Equipment-Large Off-New | Premium HVAC Equipment-Large Off-New | 15 | 7.1732 | 0.85 | 0 | 0 | SmComCAC | 0.17 | 0 | 7.7202 | 0 | 0.0051841 |  |  | 0.8504 | 0.19089 | 0 | 0 | 0 | 0 | 0.8504 | 0.19089 | 1.0413 | 0 | 0 | 8.1052 | 1.8194 | 9.9246 | 5.5984 | 0 | 0.67566 | 6.2741 | 0.8504 | 7.3778 | 1.4091 | 0 | 0 | 7.6831 | 1.0413 | 7.3785 | Premium HVAC Equipment-Large Off-New | Premium HVAC Equipment-Large Off-New | 15 | 7.1732 | 0.85 | 0 | 0 | SmComCAC | 0.17 | 0 | 7.7202 | 0 | 0.0051841 |  |  | 0.8504 | 0.19089 | 0 | 0 | 0 | 0 | 0.8504 | 0.19089 | 1.0413 | 0 | 0 | 8.1052 | 1.8194 | 9.9246 | 5.5984 | 0 | 0.67566 | 6.2741 | 0.8504 | 7.3778 | 1.4091 | 0 | 0 | 7.6831 | 1.0413 | 7.3785 | Premium HVAC Equipment-Large Off-New | Premium HVAC Equipment-Large Off-New | 15 | 9.6149 | 1.14 | 0 | 0 | SmComCAC | 0.17 | 0 | 10.3481 | 0 | 0.0069487 |  |  | 1.1398 | 0.25585 | 0 | 0 | 0 | 0 | 1.1398 | 0.25585 | 1.3956 | 0 | 0 | 8.1047 | 1.8192 | 9.924 | 7.504 | 0 | 0.90564 | 8.4097 | 1.1398 | 7.3782 | 1.8887 | 0 | 0 | 10.2984 | 1.3956 | 7.3789
| Block 1: x <=10 m/kWh | 0 | 0 | 0 | 0 | 0 | 0 |  |  |  | Premium HVAC Equipment-Medium Off-New | Premium HVAC Equipment-Medium Off-New | 15 | 7.2871 | 3.74 | 0 | 0 | SmComCAC | 0.17 | 0 | 7.8428 | 0 | 0.0052664 |  |  | 3.7433 | 0.84025 | 0 | 0 | 0 | 0 | 3.7433 | 0.84025 | 4.5835 | 0 | 0 | 35.1201 | 7.8833 | 43.0034 | 5.6873 | 0 | 0.68638 | 6.3736 | 3.7433 | 1.7027 | 1.4314 | 0 | 0 | 7.8051 | 4.5835 | 1.7029 | Premium HVAC Equipment-Medium Off-New | Premium HVAC Equipment-Medium Off-New | 15 | 7.2871 | 3.74 | 0 | 0 | SmComCAC | 0.17 | 0 | 7.8428 | 0 | 0.0052664 |  |  | 3.7433 | 0.84025 | 0 | 0 | 0 | 0 | 3.7433 | 0.84025 | 4.5835 | 0 | 0 | 35.1201 | 7.8833 | 43.0034 | 5.6873 | 0 | 0.68638 | 6.3736 | 3.7433 | 1.7027 | 1.4314 | 0 | 0 | 7.8051 | 4.5835 | 1.7029 | Premium HVAC Equipment-Medium Off-New | Premium HVAC Equipment-Medium Off-New | 15 | 7.3257 | 3.76 | 0 | 0 | SmComCAC | 0.17 | 0 | 7.8842 | 0 | 0.0052943 |  |  | 3.7631 | 0.84469 | 0 | 0 | 0 | 0 | 3.7631 | 0.84469 | 4.6078 | 0 | 0 | 35.1201 | 7.8833 | 43.0034 | 5.7174 | 0 | 0.69001 | 6.4074 | 3.7631 | 1.7027 | 1.439 | 0 | 0 | 7.8464 | 4.6078 | 1.7029
| Block 2: 10< x <=20 m/kWh | 458332.1968 | 0.052321 | 10999972.7234 | 1.2557 | 11.5456 | 4.6216 |  |  |  | Premium HVAC Equipment-Small Off-New | Premium HVAC Equipment-Small Off-New | 15 | 7.0913 | 4.11 | 0 | 0 | SmComCAC | 0.17 | 0 | 7.632 | 0 | 0.0051249 |  |  | 4.1074 | 0.92197 | 0 | 0 | 0 | 0 | 4.1074 | 0.92197 | 5.0294 | 0 | 0 | 39.6003 | 8.8889 | 48.4892 | 5.5344 | 0 | 0.66794 | 6.2024 | 4.1074 | 1.5101 | 1.393 | 0 | 0 | 7.5954 | 5.0294 | 1.5102 | Premium HVAC Equipment-Small Off-New | Premium HVAC Equipment-Small Off-New | 15 | 7.0913 | 4.11 | 0 | 0 | SmComCAC | 0.17 | 0 | 7.632 | 0 | 0.0051249 |  |  | 4.1074 | 0.92197 | 0 | 0 | 0 | 0 | 4.1074 | 0.92197 | 5.0294 | 0 | 0 | 39.6003 | 8.8889 | 48.4892 | 5.5344 | 0 | 0.66794 | 6.2024 | 4.1074 | 1.5101 | 1.393 | 0 | 0 | 7.5954 | 5.0294 | 1.5102 | Premium HVAC Equipment-Small Off-New | Premium HVAC Equipment-Small Off-New | 15 | 3.2339 | 1.87 | 0 | 0 | SmComCAC | 0.17 | 0 | 3.4805 | 0 | 0.0023372 |  |  | 1.8732 | 0.42047 | 0 | 0 | 0 | 0 | 1.8732 | 0.42047 | 2.2937 | 0 | 0 | 39.6014 | 8.8892 | 48.4906 | 2.5239 | 0 | 0.30461 | 2.8285 | 1.8732 | 1.51 | 0.63526 | 0 | 0 | 3.4638 | 2.2937 | 1.5102
| Block 3: 20< x <=30 m/kWh | 0 | 0 | 0 | 0 | 0 | 0 |  |  |  | Premium HVAC Equipment-Big Box-New | Premium HVAC Equipment-Big Box-New | 15 | 15.0555 | 10.61 | 0 | 0 | SmComCAC | 0.17 | 0 | 16.2035 | 0 | 0.010881 |  |  | 10.6068 | 2.3809 | 0 | 0 | 0 | 0 | 10.6068 | 2.3809 | 12.9877 | 0 | 0 | 48.1665 | 10.8118 | 58.9783 | 11.7502 | 0 | 1.4181 | 13.1683 | 10.6068 | 1.2415 | 2.9574 | 0 | 0 | 16.1257 | 12.9877 | 1.2416 | Premium HVAC Equipment-Big Box-New | Premium HVAC Equipment-Big Box-New | 15 | 15.0555 | 10.61 | 0 | 0 | SmComCAC | 0.17 | 0 | 16.2035 | 0 | 0.010881 |  |  | 10.6068 | 2.3809 | 0 | 0 | 0 | 0 | 10.6068 | 2.3809 | 12.9877 | 0 | 0 | 48.1665 | 10.8118 | 58.9783 | 11.7502 | 0 | 1.4181 | 13.1683 | 10.6068 | 1.2415 | 2.9574 | 0 | 0 | 16.1257 | 12.9877 | 1.2416 | Premium HVAC Equipment-Big Box-New | Premium HVAC Equipment-Big Box-New | 15 | 4.0781 | 2.87 | 0 | 0 | SmComCAC | 0.17 | 0 | 4.389 | 0 | 0.0029472 |  |  | 2.8731 | 0.64492 | 0 | 0 | 0 | 0 | 2.8731 | 0.64492 | 3.518 | 0 | 0 | 48.1675 | 10.812 | 58.9795 | 3.1827 | 0 | 0.38412 | 3.5669 | 2.8731 | 1.2415 | 0.80108 | 0 | 0 | 4.3679 | 3.518 | 1.2416
| Block 4: 30< x <=40 m/kWh | 0 | 0 | 0 | 0 | 0 | 0 |  |  |  | Premium HVAC Equipment-Small Box-New | Premium HVAC Equipment-Small Box-New | 15 | 8.5282 | 4.41 | 0 | 0 | SmComCAC | 0.17 | 0 | 9.1785 | 0 | 0.0061634 |  |  | 4.4124 | 0.99044 | 0 | 0 | 0 | 0 | 4.4124 | 0.99044 | 5.4028 | 0 | 0 | 35.3731 | 7.9401 | 43.3132 | 6.6559 | 0 | 0.80328 | 7.4592 | 4.4124 | 1.6905 | 1.6752 | 0 | 0 | 9.1344 | 5.4028 | 1.6907 | Premium HVAC Equipment-Small Box-New | Premium HVAC Equipment-Small Box-New | 15 | 8.5282 | 4.41 | 0 | 0 | SmComCAC | 0.17 | 0 | 9.1785 | 0 | 0.0061634 |  |  | 4.4124 | 0.99044 | 0 | 0 | 0 | 0 | 4.4124 | 0.99044 | 5.4028 | 0 | 0 | 35.3731 | 7.9401 | 43.3132 | 6.6559 | 0 | 0.80328 | 7.4592 | 4.4124 | 1.6905 | 1.6752 | 0 | 0 | 9.1344 | 5.4028 | 1.6907 | Premium HVAC Equipment-Small Box-New | Premium HVAC Equipment-Small Box-New | 15 | 2.31 | 1.2 | 0 | 0 | SmComCAC | 0.17 | 0 | 2.4862 | 0 | 0.0016695 |  |  | 1.1952 | 0.26828 | 0 | 0 | 0 | 0 | 1.1952 | 0.26828 | 1.4635 | 0 | 0 | 35.3738 | 7.9402 | 43.314 | 1.8029 | 0 | 0.21758 | 2.0205 | 1.1952 | 1.6905 | 0.45377 | 0 | 0 | 2.4742 | 1.4635 | 1.6906
| Block 5: 40< x <=50 m/kWh | 323278.6401 | 0.036904 | 7758687.3624 | 0.88569 | 46.8489 | 1.139 |  |  |  | Premium HVAC Equipment-High End-New | Premium HVAC Equipment-High End-New | 15 | 2.1321 | 1.1 | 0 | 0 | SmComCAC | 0.17 | 0 | 2.2946 | 0 | 0.0015408 |  |  | 1.1031 | 0.24761 | 0 | 0 | 0 | 0 | 1.1031 | 0.24761 | 1.3507 | 0 | 0 | 35.3731 | 7.9401 | 43.3132 | 1.664 | 0 | 0.20082 | 1.8648 | 1.1031 | 1.6905 | 0.41881 | 0 | 0 | 2.2836 | 1.3507 | 1.6907 | Premium HVAC Equipment-High End-New | Premium HVAC Equipment-High End-New | 15 | 2.1321 | 1.1 | 0 | 0 | SmComCAC | 0.17 | 0 | 2.2946 | 0 | 0.0015408 |  |  | 1.1031 | 0.24761 | 0 | 0 | 0 | 0 | 1.1031 | 0.24761 | 1.3507 | 0 | 0 | 35.3731 | 7.9401 | 43.3132 | 1.664 | 0 | 0.20082 | 1.8648 | 1.1031 | 1.6905 | 0.41881 | 0 | 0 | 2.2836 | 1.3507 | 1.6907 | Premium HVAC Equipment-High End-New | Premium HVAC Equipment-High End-New | 15 | 0.57751 | 0.3 | 0 | 0 | SmComCAC | 0.17 | 0 | 0.62154 | 0 | 0.00041737 |  |  | 0.2988 | 0.067071 | 0 | 0 | 0 | 0 | 0.2988 | 0.067071 | 0.36587 | 0 | 0 | 35.3738 | 7.9402 | 43.314 | 0.45072 | 0 | 0.054396 | 0.50511 | 0.2988 | 1.6905 | 0.11344 | 0 | 0 | 0.61856 | 0.36587 | 1.6906
| Block 6: 50< x <=60 m/kWh | 1599837.9128 | 0.18263 | 38396109.9064 | 4.3831 | 51.9883 | 1.0264 |  |  |  | Premium HVAC Equipment-Anchor-New | Premium HVAC Equipment-Anchor-New | 15 | 2.2583 | 1.03 | 0 | 0 | SmComCAC | 0.17 | 0 | 2.4305 | 0 | 0.0016321 |  |  | 1.0342 | 0.23214 | 0 | 0 | 0 | 0 | 1.0342 | 0.23214 | 1.2663 | 0 | 0 | 31.3093 | 7.0279 | 38.3372 | 1.7625 | 0 | 0.21271 | 1.9752 | 1.0342 | 1.9099 | 0.44362 | 0 | 0 | 2.4189 | 1.2663 | 1.9101 | Premium HVAC Equipment-Anchor-New | Premium HVAC Equipment-Anchor-New | 15 | 2.2583 | 1.03 | 0 | 0 | SmComCAC | 0.17 | 0 | 2.4305 | 0 | 0.0016321 |  |  | 1.0342 | 0.23214 | 0 | 0 | 0 | 0 | 1.0342 | 0.23214 | 1.2663 | 0 | 0 | 31.3093 | 7.0279 | 38.3372 | 1.7625 | 0 | 0.21271 | 1.9752 | 1.0342 | 1.9099 | 0.44362 | 0 | 0 | 2.4189 | 1.2663 | 1.9101 | Premium HVAC Equipment-Anchor-New | Premium HVAC Equipment-Anchor-New | 15 | 0.81561 | 0.37 | 0 | 0 | SmComCAC | 0.17 | 0 | 0.8778 | 0 | 0.00058945 |  |  | 0.3735 | 0.083838 | 0 | 0 | 0 | 0 | 0.3735 | 0.083838 | 0.45734 | 0 | 0 | 31.3086 | 7.0277 | 38.3363 | 0.63655 | 0 | 0.076823 | 0.71337 | 0.3735 | 1.91 | 0.16022 | 0 | 0 | 0.87359 | 0.45734 | 1.9102
| Block 7: 60m/kWh < x | 3425593.8818 | 0.39105 | 82214253.1631 | 9.3852 | 100.9264 | 0.52869 |  |  |  | Premium HVAC Equipment-K-12-New | Premium HVAC Equipment-K-12-New | 15 | 1.3449 | 1.34 | 0 | 0 | SmComCAC | 0.17 | 0 | 1.4475 | 0 | 0.00097197 |  |  | 1.3449 | 0.30189 | 0 | 0 | 0 | 0 | 1.3449 | 0.30189 | 1.6468 | 0 | 0 | 68.3679 | 15.3463 | 83.7142 | 1.0496 | 0 | 0.12668 | 1.1763 | 1.3449 | 0.87466 | 0.26419 | 0 | 0 | 1.4405 | 1.6468 | 0.87474 | Premium HVAC Equipment-K-12-New | Premium HVAC Equipment-K-12-New | 15 | 1.3449 | 1.34 | 0 | 0 | SmComCAC | 0.17 | 0 | 1.4475 | 0 | 0.00097197 |  |  | 1.3449 | 0.30189 | 0 | 0 | 0 | 0 | 1.3449 | 0.30189 | 1.6468 | 0 | 0 | 68.3679 | 15.3463 | 83.7142 | 1.0496 | 0 | 0.12668 | 1.1763 | 1.3449 | 0.87466 | 0.26419 | 0 | 0 | 1.4405 | 1.6468 | 0.87474 | Premium HVAC Equipment-K-12-New | Premium HVAC Equipment-K-12-New | 15 | 4.1661 | 4.17 | 0 | 0 | SmComCAC | 0.17 | 0 | 4.4837 | 0 | 0.0030108 |  |  | 4.1661 | 0.93515 | 0 | 0 | 0 | 0 | 4.1661 | 0.93515 | 5.1012 | 0 | 0 | 68.3692 | 15.3466 | 83.7158 | 3.2514 | 0 | 0.39241 | 3.6438 | 4.1661 | 0.87464 | 0.81836 | 0 | 0 | 4.4622 | 5.1012 | 0.87473
[11 empty] | Premium HVAC Equipment-University-New | Premium HVAC Equipment-University-New | 15 | 1.0393 | 0.75 | 0 | 0 | SmComCAC | 0.17 | 0 | 1.1185 | 0 | 0.00075107 |  |  | 0.7506 | 0.16848 | 0 | 0 | 0 | 0 | 0.7506 | 0.16848 | 0.91908 | 0 | 0 | 49.3792 | 11.084 | 60.4632 | 0.81109 | 0 | 0.097888 | 0.90898 | 0.7506 | 1.211 | 0.20415 | 0 | 0 | 1.1131 | 0.91908 | 1.2111 | Premium HVAC Equipment-University-New | Premium HVAC Equipment-University-New | 15 | 1.0393 | 0.75 | 0 | 0 | SmComCAC | 0.17 | 0 | 1.1185 | 0 | 0.00075107 |  |  | 0.7506 | 0.16848 | 0 | 0 | 0 | 0 | 0.7506 | 0.16848 | 0.91908 | 0 | 0 | 49.3792 | 11.084 | 60.4632 | 0.81109 | 0 | 0.097888 | 0.90898 | 0.7506 | 1.211 | 0.20415 | 0 | 0 | 1.1131 | 0.91908 | 1.2111 | Premium HVAC Equipment-University-New | Premium HVAC Equipment-University-New | 15 | 4.2923 | 3.1 | 0 | 0 | SmComCAC | 0.17 | 0 | 4.6196 | 0 | 0.0031021 |  |  | 3.1 | 0.69585 | 0 | 0 | 0 | 0 | 3.1 | 0.69585 | 3.7958 | 0 | 0 | 49.3773 | 11.0836 | 60.4609 | 3.35 | 0 | 0.4043 | 3.7543 | 3.1 | 1.2111 | 0.84316 | 0 | 0 | 4.5974 | 3.7958 | 1.2112
[11 empty] | Premium HVAC Equipment-Warehouse-New | Premium HVAC Equipment-Warehouse-New | 15 | 0.10755 | 15.53 | 0 | 0 | SmComCAC | 0.17 | 0 | 0.11575 | 0 | 7.7725e-05 |  |  | 15.5346 | 3.487 | 0 | 0 | 0 | 0 | 15.5346 | 3.487 | 19.0216 | 0 | 0 | 9875.4639 | 2216.7144 | 12092.1784 | 0.083936 | 0 | 0.01013 | 0.094066 | 15.5346 | 0.0060553 | 0.021126 | 0 | 0 | 0.11519 | 19.0216 | 0.0060559 | Premium HVAC Equipment-Warehouse-New | Premium HVAC Equipment-Warehouse-New | 15 | 0.10755 | 15.53 | 0 | 0 | SmComCAC | 0.17 | 0 | 0.11575 | 0 | 7.7725e-05 |  |  | 15.5346 | 3.487 | 0 | 0 | 0 | 0 | 15.5346 | 3.487 | 19.0216 | 0 | 0 | 9875.4639 | 2216.7144 | 12092.1784 | 0.083936 | 0 | 0.01013 | 0.094066 | 15.5346 | 0.0060553 | 0.021126 | 0 | 0 | 0.11519 | 19.0216 | 0.0060559 | Premium HVAC Equipment-Warehouse-New | Premium HVAC Equipment-Warehouse-New | 15 | 0.029131 | 4.21 | 0 | 0 | SmComCAC | 0.17 | 0 | 0.031352 | 0 | 2.1053e-05 |  |  | 4.2078 | 0.94451 | 0 | 0 | 0 | 0 | 4.2078 | 0.94451 | 5.1523 | 0 | 0 | 9875.4072 | 2216.7014 | 12092.1088 | 0.022736 | 0 | 0.0027439 | 0.025479 | 4.2078 | 0.0060553 | 0.0057224 | 0 | 0 | 0.031202 | 5.1523 | 0.0060559
[11 empty] | Premium HVAC Equipment-Supermarket-New | Premium HVAC Equipment-Supermarket-New | 15 | 0.17905 | 0.2 | 0 | 0 | SmComCAC | 0.17 | 0 | 0.1927 | 0 | 0.0001294 |  |  | 0.1989 | 0.044646 | 0 | 0 | 0 | 0 | 0.1989 | 0.044646 | 0.24355 | 0 | 0 | 75.9494 | 17.0481 | 92.9975 | 0.13974 | 0 | 0.016865 | 0.1566 | 0.1989 | 0.78735 | 0.035171 | 0 | 0 | 0.19177 | 0.24355 | 0.78742 | Premium HVAC Equipment-Supermarket-New | Premium HVAC Equipment-Supermarket-New | 15 | 0.17905 | 0.2 | 0 | 0 | SmComCAC | 0.17 | 0 | 0.1927 | 0 | 0.0001294 |  |  | 0.1989 | 0.044646 | 0 | 0 | 0 | 0 | 0.1989 | 0.044646 | 0.24355 | 0 | 0 | 75.9494 | 17.0481 | 92.9975 | 0.13974 | 0 | 0.016865 | 0.1566 | 0.1989 | 0.78735 | 0.035171 | 0 | 0 | 0.19177 | 0.24355 | 0.78742 | Premium HVAC Equipment-Supermarket-New | Premium HVAC Equipment-Supermarket-New | 15 | 0.17999 | 0.2 | 0 | 0 | SmComCAC | 0.17 | 0 | 0.19372 | 0 | 0.00013008 |  |  | 0.2 | 0.044893 | 0 | 0 | 0 | 0 | 0.2 | 0.044893 | 0.24489 | 0 | 0 | 75.9674 | 17.0522 | 93.0196 | 0.14048 | 0 | 0.016954 | 0.15743 | 0.2 | 0.78716 | 0.035357 | 0 | 0 | 0.19279 | 0.24489 | 0.78724
Premium HVAC Equipment-NR | [10 empty] | Premium HVAC Equipment-MIniMart-New | Premium HVAC Equipment-MIniMart-New | 15 | 0.33513 | 0.48 | 0 | 0 | SmComCAC | 0.17 | 0 | 0.36068 | 0 | 0.0002422 |  |  | 0.4841 | 0.10866 | 0 | 0 | 0 | 0 | 0.4841 | 0.10866 | 0.59276 | 0 | 0 | 98.7592 | 22.1682 | 120.9273 | 0.26155 | 0 | 0.031566 | 0.29312 | 0.4841 | 0.6055 | 0.065832 | 0 | 0 | 0.35895 | 0.59276 | 0.60556 | Premium HVAC Equipment-MIniMart-New | Premium HVAC Equipment-MIniMart-New | 15 | 0.33513 | 0.48 | 0 | 0 | SmComCAC | 0.17 | 0 | 0.36068 | 0 | 0.0002422 |  |  | 0.4841 | 0.10866 | 0 | 0 | 0 | 0 | 0.4841 | 0.10866 | 0.59276 | 0 | 0 | 98.7592 | 22.1682 | 120.9273 | 0.26155 | 0 | 0.031566 | 0.29312 | 0.4841 | 0.6055 | 0.065832 | 0 | 0 | 0.35895 | 0.59276 | 0.60556 | Premium HVAC Equipment-MIniMart-New | Premium HVAC Equipment-MIniMart-New | 15 | 0.090776 | 0.13 | 0 | 0 | SmComCAC | 0.17 | 0 | 0.097698 | 0 | 6.5604e-05 |  |  | 0.1311 | 0.029428 | 0 | 0 | 0 | 0 | 0.1311 | 0.029428 | 0.16053 | 0 | 0 | 98.7387 | 22.1636 | 120.9023 | 0.070847 | 0 | 0.0085503 | 0.079397 | 0.1311 | 0.60562 | 0.017832 | 0 | 0 | 0.097229 | 0.16053 | 0.60568
Totals for Measures/Categories with Benefits Exceeding Costs | [10 empty] | Premium HVAC Equipment-Restaurant-New | Premium HVAC Equipment-Restaurant-New | 15 | 1.6008 | 0.82 | 0 | 0 | SmComCAC | 0.17 | 0 | 1.7229 | 0 | 0.0011569 |  |  | 0.8217 | 0.18444 | 0 | 0 | 0 | 0 | 0.8217 | 0.18444 | 1.0061 | 0 | 0 | 35.0939 | 7.8774 | 42.9713 | 1.2494 | 0 | 0.15078 | 1.4001 | 0.8217 | 1.704 | 0.31446 | 0 | 0 | 1.7146 | 1.0061 | 1.7041 | Premium HVAC Equipment-Restaurant-New | Premium HVAC Equipment-Restaurant-New | 15 | 1.6008 | 0.82 | 0 | 0 | SmComCAC | 0.17 | 0 | 1.7229 | 0 | 0.0011569 |  |  | 0.8217 | 0.18444 | 0 | 0 | 0 | 0 | 0.8217 | 0.18444 | 1.0061 | 0 | 0 | 35.0939 | 7.8774 | 42.9713 | 1.2494 | 0 | 0.15078 | 1.4001 | 0.8217 | 1.704 | 0.31446 | 0 | 0 | 1.7146 | 1.0061 | 1.7041 | Premium HVAC Equipment-Restaurant-New | Premium HVAC Equipment-Restaurant-New | 15 | 0.43361 | 0.22 | 0 | 0 | SmComCAC | 0.17 | 0 | 0.46667 | 0 | 0.00031337 |  |  | 0.2226 | 0.049966 | 0 | 0 | 0 | 0 | 0.2226 | 0.049966 | 0.27257 | 0 | 0 | 35.0983 | 7.8784 | 42.9766 | 0.33841 | 0 | 0.040842 | 0.37925 | 0.2226 | 1.7037 | 0.085176 | 0 | 0 | 0.46443 | 0.27257 | 1.7039
0 | Totals Basis | Busbar Savings | PV Cost | First Cost | Admin Cost | Program Cost | Program $/KWa | Levelized Cost | PV Benefits | B/C Ratio | Premium HVAC Equipment-Lodging-New | Premium HVAC Equipment-Lodging-New | 15 | 3.4721 | 3.47 | 0 | 0 | SmComCAC | 0.17 | 0 | 3.7369 | 0 | 0.0025093 |  |  | 3.4721 | 0.77937 | 0 | 0 | 0 | 0 | 3.4721 | 0.77937 | 4.2515 | 0 | 0 | 68.368 | 15.3463 | 83.7144 | 2.7098 | 0 | 0.32704 | 3.0369 | 3.4721 | 0.87466 | 0.68205 | 0 | 0 | 3.7189 | 4.2515 | 0.87474 | Premium HVAC Equipment-Lodging-New | Premium HVAC Equipment-Lodging-New | 15 | 3.4721 | 3.47 | 0 | 0 | SmComCAC | 0.17 | 0 | 3.7369 | 0 | 0.0025093 |  |  | 3.4721 | 0.77937 | 0 | 0 | 0 | 0 | 3.4721 | 0.77937 | 4.2515 | 0 | 0 | 68.368 | 15.3463 | 83.7144 | 2.7098 | 0 | 0.32704 | 3.0369 | 3.4721 | 0.87466 | 0.68205 | 0 | 0 | 3.7189 | 4.2515 | 0.87474 | Premium HVAC Equipment-Lodging-New | Premium HVAC Equipment-Lodging-New | 15 | 0.94049 | 0.94 | 0 | 0 | SmComCAC | 0.17 | 0 | 1.0122 | 0 | 0.00067969 |  |  | 0.9405 | 0.21111 | 0 | 0 | 0 | 0 | 0.9405 | 0.21111 | 1.1516 | 0 | 0 | 68.3694 | 15.3467 | 83.7161 | 0.73401 | 0 | 0.088586 | 0.8226 | 0.9405 | 0.87464 | 0.18475 | 0 | 0 | 1.0073 | 1.1516 | 0.87472
| Measures with B/C>1.00 | 71.7253 | 36.2026 | 29.57 | 5.9132 | 42.1158 | 5143.7139 | 43.2059 | 52.0124 | 1.235 | Premium HVAC Equipment-Hospital-New | Premium HVAC Equipment-Hospital-New | 15 | 1.2004 | 0.58 | 0 | 0 | SmComCAC | 0.17 | 0 | 1.292 | 0 | 0.00086755 |  |  | 0.578 | 0.12974 | 0 | 0 | 0 | 0 | 0.578 | 0.12974 | 0.70774 | 0 | 0 | 32.9194 | 7.3893 | 40.3087 | 0.93687 | 0 | 0.11307 | 1.0499 | 0.578 | 1.8165 | 0.23581 | 0 | 0 | 1.2857 | 0.70774 | 1.8167 | Premium HVAC Equipment-Hospital-New | Premium HVAC Equipment-Hospital-New | 15 | 1.2004 | 0.58 | 0 | 0 | SmComCAC | 0.17 | 0 | 1.292 | 0 | 0.00086755 |  |  | 0.578 | 0.12974 | 0 | 0 | 0 | 0 | 0.578 | 0.12974 | 0.70774 | 0 | 0 | 32.9194 | 7.3893 | 40.3087 | 0.93687 | 0 | 0.11307 | 1.0499 | 0.578 | 1.8165 | 0.23581 | 0 | 0 | 1.2857 | 0.70774 | 1.8167 | Premium HVAC Equipment-Hospital-New | Premium HVAC Equipment-Hospital-New | 15 | 4.958 | 2.39 | 0 | 0 | SmComCAC | 0.17 | 0 | 5.336 | 0 | 0.0035831 |  |  | 2.3872 | 0.53585 | 0 | 0 | 0 | 0 | 2.3872 | 0.53585 | 2.923 | 0 | 0 | 32.9187 | 7.3892 | 40.3078 | 3.8695 | 0 | 0.467 | 4.3365 | 2.3872 | 1.8165 | 0.97392 | 0 | 0 | 5.3104 | 2.923 | 1.8167
| Categories with B/C>1.00 | 0 | 0 | 0 | 0 | 0 | 0 | 0 | 81.0131 | 0 | Premium HVAC Equipment-OtherHealth-New | Premium HVAC Equipment-OtherHealth-New | 15 | 1.9816 | 1.43 | 0 | 0 | SmComCAC | 0.17 | 0 | 2.1327 | 0 | 0.0014321 |  |  | 1.4312 | 0.32126 | 0 | 0 | 0 | 0 | 1.4312 | 0.32126 | 1.7525 | 0 | 0 | 49.3777 | 11.0837 | 60.4614 | 1.5466 | 0 | 0.18665 | 1.7332 | 1.4312 | 1.211 | 0.38927 | 0 | 0 | 2.1225 | 1.7525 | 1.2112 | Premium HVAC Equipment-OtherHealth-New | Premium HVAC Equipment-OtherHealth-New | 15 | 1.9816 | 1.43 | 0 | 0 | SmComCAC | 0.17 | 0 | 2.1327 | 0 | 0.0014321 |  |  | 1.4312 | 0.32126 | 0 | 0 | 0 | 0 | 1.4312 | 0.32126 | 1.7525 | 0 | 0 | 49.3777 | 11.0837 | 60.4614 | 1.5466 | 0 | 0.18665 | 1.7332 | 1.4312 | 1.211 | 0.38927 | 0 | 0 | 2.1225 | 1.7525 | 1.2112 | Premium HVAC Equipment-OtherHealth-New | Premium HVAC Equipment-OtherHealth-New | 15 | 6.1384 | 4.43 | 0 | 0 | SmComCAC | 0.17 | 0 | 6.6065 | 0 | 0.0044363 |  |  | 4.4333 | 0.99513 | 0 | 0 | 0 | 0 | 4.4333 | 0.99513 | 5.4284 | 0 | 0 | 49.3772 | 11.0835 | 60.4608 | 4.7908 | 0 | 0.57819 | 5.369 | 4.4333 | 1.2111 | 1.2058 | 0 | 0 | 6.5748 | 5.4284 | 1.2112
| % of Measures with B/C >1.00 | 77.978 | 56.8409 | 46.421 | 9.2842 | 66.1251 | 7428.4561 | 62.3971 | 56.5467 | 0.85515 | Premium HVAC Equipment-Other-New | Premium HVAC Equipment-Other-New | 15 | 30.098 | 21.74 | 0 | 0 | SmComCAC | 0.17 | 0 | 32.3929 | 0 | 0.021752 |  |  | 21.7374 | 4.8793 | 0 | 0 | 0 | 0 | 21.7374 | 4.8793 | 26.6167 | 0 | 0 | 49.3773 | 11.0836 | 60.4609 | 23.4901 | 0 | 2.835 | 26.3251 | 21.7374 | 1.2111 | 5.9123 | 0 | 0 | 32.2374 | 26.6167 | 1.2112 | Premium HVAC Equipment-Other-New | Premium HVAC Equipment-Other-New | 15 | 30.098 | 21.74 | 0 | 0 | SmComCAC | 0.17 | 0 | 32.3929 | 0 | 0.021752 |  |  | 21.7374 | 4.8793 | 0 | 0 | 0 | 0 | 21.7374 | 4.8793 | 26.6167 | 0 | 0 | 49.3773 | 11.0836 | 60.4609 | 23.4901 | 0 | 2.835 | 26.3251 | 21.7374 | 1.2111 | 5.9123 | 0 | 0 | 32.2374 | 26.6167 | 1.2112 | Premium HVAC Equipment-Other-New | Premium HVAC Equipment-Other-New | 15 | 13.3301 | 9.63 | 0 | 0 | SmComCAC | 0.17 | 0 | 14.3465 | 0 | 0.0096337 |  |  | 9.6273 | 2.161 | 0 | 0 | 0 | 0 | 9.6273 | 2.161 | 11.7883 | 0 | 0 | 49.3774 | 11.0836 | 60.461 | 10.4035 | 0 | 1.2556 | 11.6591 | 9.6273 | 1.211 | 2.6185 | 0 | 0 | 14.2776 | 11.7883 | 1.2112
| Block 1: x <=10 m/kWh | 0 | 0 | 0 | 0 | 0 | 0 | 0 | 0 | 0
| Block 2: 10< x <=20 m/kWh | 9.7331 | 1.1815 | 0.96 | 0.19298 | 1.3745 | 1237.0497 | 10.3909 | 7.0581 | 5.1351
| Block 3: 20< x <=30 m/kWh | 0 | 0 | 0 | 0 | 0 | 0 | 0 | 0 | 0 | Category Totals (2000 $) |  | Savings Weighted Measure Data | [7 empty] | Savings |  |  | PV Costs |  |  |  | Lvl Cst | PV Bulk Power System Benefits | [5 empty] | PV Regional Benefits | [16 empty] | Category Totals (2000 $) |  | Savings Weighted Measure Data | [7 empty] | Savings |  |  | PV Costs |  |  |  | Lvl Cst | PV Bulk Power System Benefits | [5 empty] | PV Regional Benefits | [16 empty] | Category Totals (2000 $) |  | Savings Weighted Measure Data | [7 empty] | Savings |  |  | PV Costs |  |  |  | Lvl Cst | PV Bulk Power System Benefits | [5 empty] | PV Regional Benefits
| Block 4: 30< x <=40 m/kWh | 0 | 0 | 0 | 0 | 0 | 0 | 0 | 0 | 0 |  | Category | Weighted Measure Life | Site Savings (kWh) | Capital Cost ($/unit) | Annual O&M Cost ($/unit) | Per. Repl. Cost ($/unit) | Load Shape | Weighted Load Factor | Weighted Coinc. Factor | Bulk Energy (kWh) | Bulk Demand (kw) | Local Demand (kW) | PV Capital | PV Annual O&M | PV Period. Repl. | PV Total Costs | Levelized Cost mills/kWh | Energy | Bulk T&D Def. Cap. | Act C-E Credit | Total System Benefit | Total non-Consumer Cost | Bulk System B/C Ratio | Local T&D Def.Cap. | Non-E Value | Exter-nalities | Total Regional Benefit | Total Regional Cost | Total Regional B/C Ratio | [12 empty] | Category | Weighted Measure Life | Site Savings (kWh) | Capital Cost ($/unit) | Annual O&M Cost ($/unit) | Per. Repl. Cost ($/unit) | Load Shape | Weighted Load Factor | Weighted Coinc. Factor | Bulk Energy (kWh) | Bulk Demand (kw) | Local Demand (kW) | PV Capital | PV Annual O&M | PV Period. Repl. | PV Total Costs | Levelized Cost mills/kWh | Energy | Bulk T&D Def. Cap. | Act C-E Credit | Total System Benefit | Total non-Consumer Cost | Bulk System B/C Ratio | Local T&D Def.Cap. | Non-E Value | Exter-nalities | Total Regional Benefit | Total Regional Cost | Total Regional B/C Ratio | [12 empty] | Category | Weighted Measure Life | Site Savings (kWh) | Capital Cost ($/unit) | Annual O&M Cost ($/unit) | Per. Repl. Cost ($/unit) | Load Shape | Weighted Load Factor | Weighted Coinc. Factor | Bulk Energy (kWh) | Bulk Demand (kw) | Local Demand (kW) | PV Capital | PV Annual O&M | PV Period. Repl. | PV Total Costs | Levelized Cost mills/kWh | Energy | Bulk T&D Def. Cap. | Act C-E Credit | Total System Benefit | Total non-Consumer Cost | Bulk System B/C Ratio | Local T&D Def.Cap. | Non-E Value | Exter-nalities | Total Regional Benefit | Total Regional Cost | Total Regional B/C Ratio
| Block 5: 40< x <=50 m/kWh | 42.1921 | 21.7918 | 17.8 | 3.5594 | 25.3512 | 5263.4624 | 44.2117 | 30.5961 | 1.2069 |  | Premium HVAC Equipment-Large Off-New | 15 | 7.1732 | 0.85 | 0 | 0 |  | 0.17 | 0 | 7.7202 | 0 | 0.0051841 | 1.0413 | 0 | 0 | 1.0413 | 9.9246 | 5.5984 | 0 | 0.67566 | 6.2741 | 0.8504 | 7.3778 | 1.4091 | 0 | 0 | 7.6831 | 1.0413 | 7.3785 | [12 empty] | Premium HVAC Equipment-Large Off-New | 15 | 7.1732 | 0.85 | 0 | 0 |  | 0.17 | 0 | 7.7202 | 0 | 0.0051841 | 1.0413 | 0 | 0 | 1.0413 | 9.9246 | 5.5984 | 0 | 0.67566 | 6.2741 | 0.8504 | 7.3778 | 1.4091 | 0 | 0 | 7.6831 | 1.0413 | 7.3785 | [12 empty] | Premium HVAC Equipment-Large Off-New | 15 | 9.6149 | 1.14 | 0 | 0 |  | 0.17 | 0 | 10.3481 | 0 | 0.0069487 | 1.3956 | 0 | 0 | 1.3956 | 9.924 | 7.504 | 0 | 0.90564 | 8.4097 | 1.1398 | 7.3782 | 1.8887 | 0 | 0 | 10.2984 | 1.3956 | 7.3789
| Block 6: 50< x <=60 m/kWh | 8.2169 | 4.8734 | 3.98 | 0.796 | 5.6694 | 6044.1118 | 50.769 | 5.9586 | 1.051 |  | Premium HVAC Equipment-Anchor-New | 15 | 2.2583 | 1.03 | 0 | 0 |  | 0.17 | 0 | 2.4305 | 0 | 0.0016321 | 1.2663 | 0 | 0 | 1.2663 | 38.3372 | 1.7625 | 0 | 0.21271 | 1.9752 | 1.0342 | 1.9099 | 0.44362 | 0 | 0 | 2.4189 | 1.2663 | 1.9101 | [12 empty] | Premium HVAC Equipment-Anchor-New | 15 | 2.2583 | 1.03 | 0 | 0 |  | 0.17 | 0 | 2.4305 | 0 | 0.0016321 | 1.2663 | 0 | 0 | 1.2663 | 38.3372 | 1.7625 | 0 | 0.21271 | 1.9752 | 1.0342 | 1.9099 | 0.44362 | 0 | 0 | 2.4189 | 1.2663 | 1.9101 | [12 empty] | Premium HVAC Equipment-Anchor-New | 15 | 0.81561 | 0.37 | 0 | 0 |  | 0.17 | 0 | 0.8778 | 0 | 0.00058945 | 0.45734 | 0 | 0 | 0.45734 | 38.3363 | 0.63655 | 0 | 0.076823 | 0.71337 | 0.3735 | 1.91 | 0.16022 | 0 | 0 | 0.87359 | 0.45734 | 1.9102
| Block 7: 60m/kWh < x | 51.5751 | 53.7658 | 43.91 | 8.7819 | 62.5477 | 10623.7041 | 89.2364 | 37.4003 | 0.59795 |  | Premium HVAC Equipment-Hospital-New | 15 | 1.2004 | 0.58 | 0 | 0 |  | 0.17 | 0 | 1.292 | 0 | 0.00086755 | 0.70774 | 0 | 0 | 0.70774 | 40.3087 | 0.93687 | 0 | 0.11307 | 1.0499 | 0.578 | 1.8165 | 0.23581 | 0 | 0 | 1.2857 | 0.70774 | 1.8167 | [12 empty] | Premium HVAC Equipment-Hospital-New | 15 | 1.2004 | 0.58 | 0 | 0 |  | 0.17 | 0 | 1.292 | 0 | 0.00086755 | 0.70774 | 0 | 0 | 0.70774 | 40.3087 | 0.93687 | 0 | 0.11307 | 1.0499 | 0.578 | 1.8165 | 0.23581 | 0 | 0 | 1.2857 | 0.70774 | 1.8167 | [12 empty] | Premium HVAC Equipment-Hospital-New | 15 | 4.958 | 2.39 | 0 | 0 |  | 0.17 | 0 | 5.336 | 0 | 0.0035831 | 2.923 | 0 | 0 | 2.923 | 40.3078 | 3.8695 | 0 | 0.467 | 4.3365 | 2.3872 | 1.8165 | 0.97392 | 0 | 0 | 5.3104 | 2.923 | 1.8167
[12 empty] | Premium HVAC Equipment-Restaurant-New | 15 | 1.6008 | 0.82 | 0 | 0 |  | 0.17 | 0 | 1.7229 | 0 | 0.0011569 | 1.0061 | 0 | 0 | 1.0061 | 42.9713 | 1.2494 | 0 | 0.15078 | 1.4001 | 0.8217 | 1.704 | 0.31446 | 0 | 0 | 1.7146 | 1.0061 | 1.7041 | [12 empty] | Premium HVAC Equipment-Restaurant-New | 15 | 1.6008 | 0.82 | 0 | 0 |  | 0.17 | 0 | 1.7229 | 0 | 0.0011569 | 1.0061 | 0 | 0 | 1.0061 | 42.9713 | 1.2494 | 0 | 0.15078 | 1.4001 | 0.8217 | 1.704 | 0.31446 | 0 | 0 | 1.7146 | 1.0061 | 1.7041 | [12 empty] | Premium HVAC Equipment-Restaurant-New | 15 | 0.43361 | 0.22 | 0 | 0 |  | 0.17 | 0 | 0.46667 | 0 | 0.00031337 | 0.27257 | 0 | 0 | 0.27257 | 42.9766 | 0.33841 | 0 | 0.040842 | 0.37925 | 0.2226 | 1.7037 | 0.085176 | 0 | 0 | 0.46443 | 0.27257 | 1.7039
[12 empty] | Premium HVAC Equipment-Medium Off-New | 15 | 7.2871 | 3.74 | 0 | 0 |  | 0.17 | 0 | 7.8428 | 0 | 0.0052664 | 4.5835 | 0 | 0 | 4.5835 | 43.0034 | 5.6873 | 0 | 0.68638 | 6.3736 | 3.7433 | 1.7027 | 1.4314 | 0 | 0 | 7.8051 | 4.5835 | 1.7029 | [12 empty] | Premium HVAC Equipment-Medium Off-New | 15 | 7.2871 | 3.74 | 0 | 0 |  | 0.17 | 0 | 7.8428 | 0 | 0.0052664 | 4.5835 | 0 | 0 | 4.5835 | 43.0034 | 5.6873 | 0 | 0.68638 | 6.3736 | 3.7433 | 1.7027 | 1.4314 | 0 | 0 | 7.8051 | 4.5835 | 1.7029 | [12 empty] | Premium HVAC Equipment-Medium Off-New | 15 | 7.3257 | 3.76 | 0 | 0 |  | 0.17 | 0 | 7.8842 | 0 | 0.0052943 | 4.6078 | 0 | 0 | 4.6078 | 43.0034 | 5.7174 | 0 | 0.69001 | 6.4074 | 3.7631 | 1.7027 | 1.439 | 0 | 0 | 7.8464 | 4.6078 | 1.7029
NR | Natural Replacement | [10 empty] | Premium HVAC Equipment-Small Box-New | 15 | 8.5282 | 4.41 | 0 | 0 |  | 0.17 | 0 | 9.1785 | 0 | 0.0061634 | 5.4028 | 0 | 0 | 5.4028 | 43.3132 | 6.6559 | 0 | 0.80328 | 7.4592 | 4.4124 | 1.6905 | 1.6752 | 0 | 0 | 9.1344 | 5.4028 | 1.6907 | [12 empty] | Premium HVAC Equipment-Small Box-New | 15 | 8.5282 | 4.41 | 0 | 0 |  | 0.17 | 0 | 9.1785 | 0 | 0.0061634 | 5.4028 | 0 | 0 | 5.4028 | 43.3132 | 6.6559 | 0 | 0.80328 | 7.4592 | 4.4124 | 1.6905 | 1.6752 | 0 | 0 | 9.1344 | 5.4028 | 1.6907 | [12 empty] | Premium HVAC Equipment-Small Box-New | 15 | 2.31 | 1.2 | 0 | 0 |  | 0.17 | 0 | 2.4862 | 0 | 0.0016695 | 1.4635 | 0 | 0 | 1.4635 | 43.314 | 1.8029 | 0 | 0.21758 | 2.0205 | 1.1952 | 1.6905 | 0.45377 | 0 | 0 | 2.4742 | 1.4635 | 1.6906
| PRE2002 Stock Remaining in 2025 | 2119754.328 | PRE2002 | 2025 | [7 empty] | Premium HVAC Equipment-High End-New | 15 | 2.1321 | 1.1 | 0 | 0 |  | 0.17 | 0 | 2.2946 | 0 | 0.0015408 | 1.3507 | 0 | 0 | 1.3507 | 43.3132 | 1.664 | 0 | 0.20082 | 1.8648 | 1.1031 | 1.6905 | 0.41881 | 0 | 0 | 2.2836 | 1.3507 | 1.6907 | [12 empty] | Premium HVAC Equipment-High End-New | 15 | 2.1321 | 1.1 | 0 | 0 |  | 0.17 | 0 | 2.2946 | 0 | 0.0015408 | 1.3507 | 0 | 0 | 1.3507 | 43.3132 | 1.664 | 0 | 0.20082 | 1.8648 | 1.1031 | 1.6905 | 0.41881 | 0 | 0 | 2.2836 | 1.3507 | 1.6907 | [12 empty] | Premium HVAC Equipment-High End-New | 15 | 0.57751 | 0.3 | 0 | 0 |  | 0.17 | 0 | 0.62154 | 0 | 0.00041737 | 0.36587 | 0 | 0 | 0.36587 | 43.314 | 0.45072 | 0 | 0.054396 | 0.50511 | 0.2988 | 1.6905 | 0.11344 | 0 | 0 | 0.61856 | 0.36587 | 1.6906
| Cumulative NR Premium HVAC Equipment-NR in 2025 | 698289.7941 | NR Cumulative | NR Rate 1.5% | [7 empty] | Premium HVAC Equipment-Small Off-New | 15 | 7.0913 | 4.11 | 0 | 0 |  | 0.17 | 0 | 7.632 | 0 | 0.0051249 | 5.0294 | 0 | 0 | 5.0294 | 48.4892 | 5.5344 | 0 | 0.66794 | 6.2024 | 4.1074 | 1.5101 | 1.393 | 0 | 0 | 7.5954 | 5.0294 | 1.5102 | [12 empty] | Premium HVAC Equipment-Small Off-New | 15 | 7.0913 | 4.11 | 0 | 0 |  | 0.17 | 0 | 7.632 | 0 | 0.0051249 | 5.0294 | 0 | 0 | 5.0294 | 48.4892 | 5.5344 | 0 | 0.66794 | 6.2024 | 4.1074 | 1.5101 | 1.393 | 0 | 0 | 7.5954 | 5.0294 | 1.5102 | [12 empty] | Premium HVAC Equipment-Small Off-New | 15 | 3.2339 | 1.87 | 0 | 0 |  | 0.17 | 0 | 3.4805 | 0 | 0.0023372 | 2.2937 | 0 | 0 | 2.2937 | 48.4906 | 2.5239 | 0 | 0.30461 | 2.8285 | 1.8732 | 1.51 | 0.63526 | 0 | 0 | 3.4638 | 2.2937 | 1.5102
|  | 33251.895 | [9 empty] | Premium HVAC Equipment-Big Box-New | 15 | 15.0555 | 10.61 | 0 | 0 |  | 0.17 | 0 | 16.2035 | 0 | 0.010881 | 12.9877 | 0 | 0 | 12.9877 | 58.9783 | 11.7502 | 0 | 1.4181 | 13.1683 | 10.6068 | 1.2415 | 2.9574 | 0 | 0 | 16.1257 | 12.9877 | 1.2416 | [12 empty] | Premium HVAC Equipment-Big Box-New | 15 | 15.0555 | 10.61 | 0 | 0 |  | 0.17 | 0 | 16.2035 | 0 | 0.010881 | 12.9877 | 0 | 0 | 12.9877 | 58.9783 | 11.7502 | 0 | 1.4181 | 13.1683 | 10.6068 | 1.2415 | 2.9574 | 0 | 0 | 16.1257 | 12.9877 | 1.2416 | [12 empty] | Premium HVAC Equipment-Big Box-New | 15 | 4.0781 | 2.87 | 0 | 0 |  | 0.17 | 0 | 4.389 | 0 | 0.0029472 | 3.518 | 0 | 0 | 3.518 | 58.9795 | 3.1827 | 0 | 0.38412 | 3.5669 | 2.8731 | 1.2415 | 0.80108 | 0 | 0 | 4.3679 | 3.518 | 1.2416
|  | Annually |  | 20 Years | [7 empty] | Premium HVAC Equipment-Other-New | 15 | 30.098 | 21.74 | 0 | 0 |  | 0.17 | 0 | 32.3929 | 0 | 0.021752 | 26.6167 | 0 | 0 | 26.6167 | 60.4609 | 23.4901 | 0 | 2.835 | 26.3251 | 21.7374 | 1.2111 | 5.9123 | 0 | 0 | 32.2374 | 26.6167 | 1.2112 | [12 empty] | Premium HVAC Equipment-Other-New | 15 | 30.098 | 21.74 | 0 | 0 |  | 0.17 | 0 | 32.3929 | 0 | 0.021752 | 26.6167 | 0 | 0 | 26.6167 | 60.4609 | 23.4901 | 0 | 2.835 | 26.3251 | 21.7374 | 1.2111 | 5.9123 | 0 | 0 | 32.2374 | 26.6167 | 1.2112 | [12 empty] | Premium HVAC Equipment-OtherHealth-New | 15 | 6.1384 | 4.43 | 0 | 0 |  | 0.17 | 0 | 6.6065 | 0 | 0.0044363 | 5.4284 | 0 | 0 | 5.4284 | 60.4608 | 4.7908 | 0 | 0.57819 | 5.369 | 4.4333 | 1.2111 | 1.2058 | 0 | 0 | 6.5748 | 5.4284 | 1.2112
|  | kWh | MWa | kWh | MWa | lvl cost | TRC B/C | Annual Capital $Million | 2025 Capital $Million |  |  | Premium HVAC Equipment-OtherHealth-New | 15 | 1.9816 | 1.43 | 0 | 0 |  | 0.17 | 0 | 2.1327 | 0 | 0.0014321 | 1.7525 | 0 | 0 | 1.7525 | 60.4614 | 1.5466 | 0 | 0.18665 | 1.7332 | 1.4312 | 1.211 | 0.38927 | 0 | 0 | 2.1225 | 1.7525 | 1.2112 | [12 empty] | Premium HVAC Equipment-OtherHealth-New | 15 | 1.9816 | 1.43 | 0 | 0 |  | 0.17 | 0 | 2.1327 | 0 | 0.0014321 | 1.7525 | 0 | 0 | 1.7525 | 60.4614 | 1.5466 | 0 | 0.18665 | 1.7332 | 1.4312 | 1.211 | 0.38927 | 0 | 0 | 2.1225 | 1.7525 | 1.2112 | [12 empty] | Premium HVAC Equipment-University-New | 15 | 4.2923 | 3.1 | 0 | 0 |  | 0.17 | 0 | 4.6196 | 0 | 0.0031021 | 3.7958 | 0 | 0 | 3.7958 | 60.4609 | 3.35 | 0 | 0.4043 | 3.7543 | 3.1 | 1.2111 | 0.84316 | 0 | 0 | 4.5974 | 3.7958 | 1.2112
| Measures with B/C>1.00 | 2385000.4981 | 0.27226 | 50085010.4595 | 5.7175 | 43.2059 | 1.235 | 1.4004 | 29.409 |  |  | Premium HVAC Equipment-University-New | 15 | 1.0393 | 0.75 | 0 | 0 |  | 0.17 | 0 | 1.1185 | 0 | 0.00075107 | 0.91908 | 0 | 0 | 0.91908 | 60.4632 | 0.81109 | 0 | 0.097888 | 0.90898 | 0.7506 | 1.211 | 0.20415 | 0 | 0 | 1.1131 | 0.91908 | 1.2111 | [12 empty] | Premium HVAC Equipment-University-New | 15 | 1.0393 | 0.75 | 0 | 0 |  | 0.17 | 0 | 1.1185 | 0 | 0.00075107 | 0.91908 | 0 | 0 | 0.91908 | 60.4632 | 0.81109 | 0 | 0.097888 | 0.90898 | 0.7506 | 1.211 | 0.20415 | 0 | 0 | 1.1131 | 0.91908 | 1.2111 | [12 empty] | Premium HVAC Equipment-Other-New | 15 | 13.3301 | 9.63 | 0 | 0 |  | 0.17 | 0 | 14.3465 | 0 | 0.0096337 | 11.7883 | 0 | 0 | 11.7883 | 60.461 | 10.4035 | 0 | 1.2556 | 11.6591 | 9.6273 | 1.211 | 2.6185 | 0 | 0 | 14.2776 | 11.7883 | 1.2112
| Categories with B/C>1.00 | 0 | 0 | 0 | 0 | 0 | 0 |  |  |  |  | Premium HVAC Equipment-K-12-New | 15 | 1.3449 | 1.34 | 0 | 0 |  | 0.17 | 0 | 1.4475 | 0 | 0.00097197 | 1.6468 | 0 | 0 | 1.6468 | 83.7142 | 1.0496 | 0 | 0.12668 | 1.1763 | 1.3449 | 0.87466 | 0.26419 | 0 | 0 | 1.4405 | 1.6468 | 0.87474 | [12 empty] | Premium HVAC Equipment-K-12-New | 15 | 1.3449 | 1.34 | 0 | 0 |  | 0.17 | 0 | 1.4475 | 0 | 0.00097197 | 1.6468 | 0 | 0 | 1.6468 | 83.7142 | 1.0496 | 0 | 0.12668 | 1.1763 | 1.3449 | 0.87466 | 0.26419 | 0 | 0 | 1.4405 | 1.6468 | 0.87474 | [12 empty] | Premium HVAC Equipment-K-12-New | 15 | 4.1661 | 4.17 | 0 | 0 |  | 0.17 | 0 | 4.4837 | 0 | 0.0030108 | 5.1012 | 0 | 0 | 5.1012 | 83.7158 | 3.2514 | 0 | 0.39241 | 3.6438 | 4.1661 | 0.87464 | 0.81836 | 0 | 0 | 4.4622 | 5.1012 | 0.87473
| % of Measures with B/C >1.00 | 2592915.101 | 0.29599 | 54451217.1217 | 6.2159 | 62.3971 | 0.85515 |  |  |  |  | Premium HVAC Equipment-Lodging-New | 15 | 3.4721 | 3.47 | 0 | 0 |  | 0.17 | 0 | 3.7369 | 0 | 0.0025093 | 4.2515 | 0 | 0 | 4.2515 | 83.7144 | 2.7098 | 0 | 0.32704 | 3.0369 | 3.4721 | 0.87466 | 0.68205 | 0 | 0 | 3.7189 | 4.2515 | 0.87474 | [12 empty] | Premium HVAC Equipment-Lodging-New | 15 | 3.4721 | 3.47 | 0 | 0 |  | 0.17 | 0 | 3.7369 | 0 | 0.0025093 | 4.2515 | 0 | 0 | 4.2515 | 83.7144 | 2.7098 | 0 | 0.32704 | 3.0369 | 3.4721 | 0.87466 | 0.68205 | 0 | 0 | 3.7189 | 4.2515 | 0.87474 | [12 empty] | Premium HVAC Equipment-Lodging-New | 15 | 0.94049 | 0.94 | 0 | 0 |  | 0.17 | 0 | 1.0122 | 0 | 0.00067969 | 1.1516 | 0 | 0 | 1.1516 | 83.7161 | 0.73401 | 0 | 0.088586 | 0.8226 | 0.9405 | 0.87464 | 0.18475 | 0 | 0 | 1.0073 | 1.1516 | 0.87472
| Block 1: x <=10 m/kWh | 0 | 0 | 0 | 0 | 0 | 0 |  |  |  |  | Premium HVAC Equipment-Supermarket-New | 15 | 0.17905 | 0.2 | 0 | 0 |  | 0.17 | 0 | 0.1927 | 0 | 0.0001294 | 0.24355 | 0 | 0 | 0.24355 | 92.9975 | 0.13974 | 0 | 0.016865 | 0.1566 | 0.1989 | 0.78735 | 0.035171 | 0 | 0 | 0.19177 | 0.24355 | 0.78742 | [12 empty] | Premium HVAC Equipment-Supermarket-New | 15 | 0.17905 | 0.2 | 0 | 0 |  | 0.17 | 0 | 0.1927 | 0 | 0.0001294 | 0.24355 | 0 | 0 | 0.24355 | 92.9975 | 0.13974 | 0 | 0.016865 | 0.1566 | 0.1989 | 0.78735 | 0.035171 | 0 | 0 | 0.19177 | 0.24355 | 0.78742 | [12 empty] | Premium HVAC Equipment-Supermarket-New | 15 | 0.17999 | 0.2 | 0 | 0 |  | 0.17 | 0 | 0.19372 | 0 | 0.00013008 | 0.24489 | 0 | 0 | 0.24489 | 93.0196 | 0.14048 | 0 | 0.016954 | 0.15743 | 0.2 | 0.78716 | 0.035357 | 0 | 0 | 0.19279 | 0.24489 | 0.78724
| Block 2: 10< x <=20 m/kWh | 323644.2217 | 0.036946 | 6796528.655 | 0.77586 | 10.3909 | 5.1351 |  |  |  |  | Premium HVAC Equipment-MIniMart-New | 15 | 0.33513 | 0.48 | 0 | 0 |  | 0.17 | 0 | 0.36068 | 0 | 0.0002422 | 0.59276 | 0 | 0 | 0.59276 | 120.9274 | 0.26155 | 0 | 0.031566 | 0.29312 | 0.4841 | 0.6055 | 0.065832 | 0 | 0 | 0.35895 | 0.59276 | 0.60556 | [12 empty] | Premium HVAC Equipment-MIniMart-New | 15 | 0.33513 | 0.48 | 0 | 0 |  | 0.17 | 0 | 0.36068 | 0 | 0.0002422 | 0.59276 | 0 | 0 | 0.59276 | 120.9274 | 0.26155 | 0 | 0.031566 | 0.29312 | 0.4841 | 0.6055 | 0.065832 | 0 | 0 | 0.35895 | 0.59276 | 0.60556 | [12 empty] | Premium HVAC Equipment-MIniMart-New | 15 | 0.090776 | 0.13 | 0 | 0 |  | 0.17 | 0 | 0.097698 | 0 | 6.5604e-05 | 0.16053 | 0 | 0 | 0.16053 | 120.9023 | 0.070847 | 0 | 0.0085503 | 0.079397 | 0.1311 | 0.60562 | 0.017832 | 0 | 0 | 0.097229 | 0.16053 | 0.60568
| Block 3: 20< x <=30 m/kWh | 0 | 0 | 0 | 0 | 0 | 0 |  |  |  |  | Premium HVAC Equipment-Warehouse-New | 15 | 0.10755 | 15.53 | 0 | 0 |  | 0.17 | 0 | 0.11575 | 0 | 7.7725e-05 | 19.0216 | 0 | 0 | 19.0216 | 12092.1786 | 0.083936 | 0 | 0.01013 | 0.094066 | 15.5346 | 0.0060553 | 0.021126 | 0 | 0 | 0.11519 | 19.0216 | 0.0060559 | [12 empty] | Premium HVAC Equipment-Warehouse-New | 15 | 0.10755 | 15.53 | 0 | 0 |  | 0.17 | 0 | 0.11575 | 0 | 7.7725e-05 | 19.0216 | 0 | 0 | 19.0216 | 12092.1786 | 0.083936 | 0 | 0.01013 | 0.094066 | 15.5346 | 0.0060553 | 0.021126 | 0 | 0 | 0.11519 | 19.0216 | 0.0060559 | [12 empty] | Premium HVAC Equipment-Warehouse-New | 15 | 0.029131 | 4.21 | 0 | 0 |  | 0.17 | 0 | 0.031352 | 0 | 2.1053e-05 | 5.1523 | 0 | 0 | 5.1523 | 12092.1087 | 0.022736 | 0 | 0.0027439 | 0.025479 | 4.2078 | 0.0060553 | 0.0057224 | 0 | 0 | 0.031202 | 5.1523 | 0.0060559
| Block 4: 30< x <=40 m/kWh | 0 | 0 | 0 | 0 | 0 | 0
| Block 5: 40< x <=50 m/kWh | 1402968.6617 | 0.16016 | 29462341.8961 | 3.3633 | 44.2117 | 1.2069
| Block 6: 50< x <=60 m/kWh | 273226.7948 | 0.03119 | 5737762.6898 | 0.655 | 50.769 | 1.051 |  |  |  | Totals for Measures/Categories with Benefits Exceeding Costs | [40 empty] | Totals for Measures/Categories with Benefits Exceeding Costs | [40 empty] | Totals for Measures/Categories with Benefits Exceeding Costs
| Block 7: 60m/kWh < x | 1714968.7333 | 0.19577 | 36014343.4003 | 4.1112 | 89.2364 | 0.59795 |  |  |  |  | Totals Basis | Busbar Savings | PV Cost | First Cost | Admin Cost | Program Cost | Program $/KWa | Levelized Cost | PV Benefits | B/C Ratio | [31 empty] | Totals Basis | Busbar Savings | PV Cost | First Cost | Admin Cost | Program Cost | Program $/KWa | Levelized Cost | PV Benefits | B/C Ratio | [31 empty] | Totals Basis | Busbar Savings | PV Cost | First Cost | Admin Cost | Program Cost | Program $/KWa | Levelized Cost | PV Benefits | B/C Ratio
[12 empty] | Measures with B/C>1.00 | 40.1134 | 20.388 | 16.65 | 3.3301 | 23.7181 | 5179.5693 | 43.5071 | 29.0887 | 1.2264 | [31 empty] | Measures with B/C>1.00 | 40.1134 | 20.388 | 16.65 | 3.3301 | 23.7181 | 5179.5693 | 43.5071 | 29.0887 | 1.2264 | [31 empty] | Measures with B/C>1.00 | 31.501 | 13.7794 | 11.25 | 2.2507 | 16.0301 | 4457.748 | 37.4439 | 22.8433 | 1.425
[12 empty] | Categories with B/C>1.00 | 0 | 0 | 0 | 0 | 0 | 0 | 0 | 70.9314 | 0 | [31 empty] | Categories with B/C>1.00 | 0 | 0 | 0 | 0 | 0 | 0 | 0 | 70.9314 | 0 | [31 empty] | Categories with B/C>1.00 | 0 | 0 | 0 | 0 | 0 | 0 | 0 | 48.7899 | 0
[12 empty] | % of Measures with B/C >1.00 | 51.0578 | 52.7009 | 43.0399 | 8.608 | 61.3089 | 10518.7842 | 88.3551 | 37.0252 | 0.60391 | [31 empty] | % of Measures with B/C >1.00 | 51.0578 | 52.7009 | 43.0399 | 8.608 | 61.3089 | 10518.7842 | 88.3551 | 37.0252 | 0.60391 | [31 empty] | % of Measures with B/C >1.00 | 37.9014 | 33.9508 | 27.727 | 5.5454 | 39.4962 | 9128.6045 | 76.6779 | 27.4847 | 0.69588
Premium HVAC Equipment-New-IntD | [11 empty] | Block 1: x <=10 m/kWh | 0 | 0 | 0 | 0 | 0 | 0 | 0 | 0 | 0 | [31 empty] | Block 1: x <=10 m/kWh | 0 | 0 | 0 | 0 | 0 | 0 | 0 | 0 | 0 | [31 empty] | Block 1: x <=10 m/kWh | 0 | 0 | 0 | 0 | 0 | 0 | 0 | 0 | 0
Totals for Measures/Categories with Benefits Exceeding Costs | [11 empty] | Block 2: 10< x <=20 m/kWh | 7.7202 | 1.0413 | 0.85 | 0.17008 | 1.2114 | 1374.5182 | 11.5456 | 5.5984 | 4.6216 | [31 empty] | Block 2: 10< x <=20 m/kWh | 7.7202 | 1.0413 | 0.85 | 0.17008 | 1.2114 | 1374.5182 | 11.5456 | 5.5984 | 4.6216 | [31 empty] | Block 2: 10< x <=20 m/kWh | 10.3481 | 1.3956 | 1.14 | 0.22796 | 1.6236 | 1374.4387 | 11.5449 | 7.504 | 4.6218
0 | Totals Basis | Busbar Savings | PV Cost | First Cost | Admin Cost | Program Cost | Program $/KWa | Levelized Cost | PV Benefits | B/C Ratio |  | Block 3: 20< x <=30 m/kWh | 0 | 0 | 0 | 0 | 0 | 0 | 0 | 0 | 0 | [31 empty] | Block 3: 20< x <=30 m/kWh | 0 | 0 | 0 | 0 | 0 | 0 | 0 | 0 | 0 | [31 empty] | Block 3: 20< x <=30 m/kWh | 0 | 0 | 0 | 0 | 0 | 0 | 0 | 0 | 0
| Measures with B/C>1.00 | 31.501 | 13.7794 | 11.25 | 2.2507 | 16.0301 | 4457.748 | 37.4439 | 22.8433 | 1.425 |  | Block 4: 30< x <=40 m/kWh | 0 | 0 | 0 | 0 | 0 | 0 | 0 | 0 | 0 | [31 empty] | Block 4: 30< x <=40 m/kWh | 0 | 0 | 0 | 0 | 0 | 0 | 0 | 0 | 0 | [31 empty] | Block 4: 30< x <=40 m/kWh | 0 | 0 | 0 | 0 | 0 | 0 | 0 | 0 | 0
| Categories with B/C>1.00 | 0 | 0 | 0 | 0 | 0 | 0 | 0 | 48.7899 | 0 |  | Block 5: 40< x <=50 m/kWh | 5.4453 | 2.9802 | 2.43 | 0.48678 | 3.467 | 5577.4199 | 46.8489 | 3.9488 | 1.139 | [31 empty] | Block 5: 40< x <=50 m/kWh | 5.4453 | 2.9802 | 2.43 | 0.48678 | 3.467 | 5577.4199 | 46.8489 | 3.9488 | 1.139 | [31 empty] | Block 5: 40< x <=50 m/kWh | 6.6805 | 3.653 | 2.98 | 0.59666 | 4.2496 | 5572.4424 | 46.8071 | 4.8444 | 1.14
| % of Measures with B/C >1.00 | 37.9014 | 33.9508 | 27.727 | 5.5454 | 39.4962 | 9128.6045 | 76.6779 | 27.4847 | 0.69588 |  | Block 6: 50< x <=60 m/kWh | 26.9479 | 16.3665 | 13.37 | 2.6732 | 19.0397 | 6189.2725 | 51.9883 | 19.5416 | 1.0264 | [31 empty] | Block 6: 50< x <=60 m/kWh | 26.9479 | 16.3665 | 13.37 | 2.6732 | 19.0397 | 6189.2725 | 51.9883 | 19.5416 | 1.0264 | [31 empty] | Block 6: 50< x <=60 m/kWh | 14.4725 | 8.7308 | 7.13 | 1.4261 | 10.1569 | 6147.8281 | 51.6402 | 10.4949 | 1.0333
| Block 1: x <=10 m/kWh | 0 | 0 | 0 | 0 | 0 | 0 | 0 | 0 | 0 |  | Block 7: 60m/kWh < x | 57.7012 | 68.0321 | 55.56 | 11.1121 | 79.1442 | 12015.4121 | 100.9264 | 41.8427 | 0.52869 | [31 empty] | Block 7: 60m/kWh < x | 57.7012 | 68.0321 | 55.56 | 11.1121 | 79.1442 | 12015.4121 | 100.9264 | 41.8427 | 0.52869 | [31 empty] | Block 7: 60m/kWh < x | 35.7803 | 36.3412 | 29.68 | 5.9358 | 42.277 | 10350.5723 | 86.9421 | 25.9465 | 0.61373
| Block 2: 10< x <=20 m/kWh | 10.3481 | 1.3956 | 1.14 | 0.22796 | 1.6236 | 1374.4387 | 11.5449 | 7.504 | 4.6218
| Block 3: 20< x <=30 m/kWh | 0 | 0 | 0 | 0 | 0 | 0 | 0 | 0 | 0
| Block 4: 30< x <=40 m/kWh | 0 | 0 | 0 | 0 | 0 | 0 | 0 | 0 | 0
| Block 5: 40< x <=50 m/kWh | 6.6805 | 3.653 | 2.98 | 0.59666 | 4.2496 | 5572.4424 | 46.8071 | 4.8444 | 1.14
| Block 6: 50< x <=60 m/kWh | 14.4725 | 8.7308 | 7.13 | 1.4261 | 10.1569 | 6147.8281 | 51.6402 | 10.4949 | 1.0333
| Block 7: 60m/kWh < x | 35.7803 | 36.3412 | 29.68 | 5.9358 | 42.277 | 10350.5723 | 86.9421 | 25.9465 | 0.61373
New IntD | New Construction IntDesign
| POST2002 Remaining in 2025 | 1424828.369 | POST2002 | 2025
| Annual NR Lighting Systems | 59367.8487 | New Annually
|  | Annually |  | 20 Years
|  | kWh | MWa | kWh | MWa | lvl cost | TRC B/C | Annual Capital $Million | 2025 Capital $Million
| Measures with B/C>1.00 | 1870147.5356 | 0.21349 | 44883540.8533 | 5.1237 | 43.5071 | 1.2264 | 0.95167 | 22.8401
| Categories with B/C>1.00 | 0 | 0 | 0 | 0 | 0 | 0
| % of Measures with B/C >1.00 | 2250124.3976 | 0.25686 | 54002985.5423 | 6.1647 | 88.3551 | 0.60391
| Block 1: x <=10 m/kWh | 0 | 0 | 0 | 0 | 0 | 0
| Block 2: 10< x <=20 m/kWh | 614342.9798 | 0.07013 | 14744231.5163 | 1.6831 | 11.5456 | 4.6216
| Block 3: 20< x <=30 m/kWh | 0 | 0 | 0 | 0 | 0 | 0
| Block 4: 30< x <=40 m/kWh | 0 | 0 | 0 | 0 | 0 | 0
| Block 5: 40< x <=50 m/kWh | 396605.7031 | 0.045275 | 9518536.8753 | 1.0866 | 46.8489 | 1.139
| Block 6: 50< x <=60 m/kWh | 859198.8526 | 0.098082 | 20620772.4617 | 2.354 | 51.9883 | 1.0264
| Block 7: 60m/kWh < x | 2124200.2485 | 0.24249 | 50980805.9638 | 5.8197 | 100.9264 | 0.52869
| 0 | Savings Weighted Measure Data | 0 | 0 | 0 | 0
| Category | Weighted Measure Life | Site Savings (kWh) | Capital Cost ($/unit) | Annual O&M Cost ($/unit) | Per. Repl. Cost ($/unit)
| Premium HVAC Equipment-Large Off-New | 15 | 9.6149 | 1.14 | 0 | 0
| Premium HVAC Equipment-Anchor-New | 15 | 0.81561 | 0.37 | 0 | 0
| Premium HVAC Equipment-Hospital-New | 15 | 4.958 | 2.39 | 0 | 0
| Premium HVAC Equipment-Restaurant-New | 15 | 0.43361 | 0.22 | 0 | 0
| Premium HVAC Equipment-Medium Off-New | 15 | 7.3257 | 3.76 | 0 | 0
| Premium HVAC Equipment-Small Box-New | 15 | 2.31 | 1.2 | 0 | 0
| Premium HVAC Equipment-High End-New | 15 | 0.57751 | 0.3 | 0 | 0
| Premium HVAC Equipment-Small Off-New | 15 | 3.2339 | 1.87 | 0 | 0
| Premium HVAC Equipment-Big Box-New | 15 | 4.0781 | 2.87 | 0 | 0
| Premium HVAC Equipment-OtherHealth-New | 15 | 6.1384 | 4.43 | 0 | 0
| Premium HVAC Equipment-University-New | 15 | 4.2923 | 3.1 | 0 | 0
| Premium HVAC Equipment-Other-New | 15 | 13.3301 | 9.63 | 0 | 0
| Premium HVAC Equipment-K-12-New | 15 | 4.1661 | 4.17 | 0 | 0
| Premium HVAC Equipment-Lodging-New | 15 | 0.94049 | 0.94 | 0 | 0
| Premium HVAC Equipment-Supermarket-New | 15 | 0.17999 | 0.2 | 0 | 0
| Premium HVAC Equipment-MIniMart-New | 15 | 0.090776 | 0.13 | 0 | 0
| Premium HVAC Equipment-Warehouse-New | 15 | 0.029131 | 4.21 | 0 | 0
| Total | 15 | 62.5146 | 40.93 | 0 | 0
Note on BH5: Tom Eckman: Annual value of natural gas savings at an avoided cost of $0.30/Therm (1997$).
Note on BJ5: Tom Eckman: Annual avoided cost of end user's water and waste water treatment costs and detergent savings.
Note on CX5: Tom Eckman: Annual value of natural gas savings at an avoided cost of $0.30/Therm (1997$).
Note on CZ5: Tom Eckman: Annual avoided cost of end user's water and waste water treatment costs and detergent savings.

## Log8Mar04B
Q:\CG\Main\Plan 5\Commercial\Assessment\HVAC\[PC-HVACEQUIP-D1.xls]To Do | [10 empty] | Data Set Name | Q:\CG\Main\Plan 5\Commercial\Assessment\HVAC\[PC-HVACEQUIP-D1.xls]Sheet6 | [39 empty] | Data Set Name | [40 empty] | Data Set Name
|  | Resuslts From | 2004-04-08 | 14:35 | crt+; | ctl+shift+: | [6 empty] | 6 | [38 empty] | Premium HVAC Equipment | Weighted For Region | 6 | [38 empty] | Premium HVAC Equipment | Weighted For Region | 6
|  | MC file | MidC_DraftPlan_122903 | [7 empty] | Units are 1000 sf | 1000 | [40 empty] | Units are 1000 sf | [40 empty] | Units are 1000 sf
|  | CHAR file | 2004-03-23 | [7 empty] | Weighted for Regional Program Savings | [40 empty] | Input Data | [7 empty] | Periodic O&M | [5 empty] | Other Fuels | [26 empty] | Input Data | [7 empty] | Periodic O&M | [5 empty] | Other Fuels
[52 empty] | Category Name | Measure Name | Savings (kWh/yr.) | Phys Life (yr.) | Capital Cost ($) | Annual O&M ($) | Shape Pointer | Non-E Val ($/yr.) | Cost 1 ($) | Period 1 | Cost 2 ($) | Period 2 | Cost 3 ($) | Period 3 | Savings (mmBtu/yr) | Shape Pointer | [25 empty] | Category Name | Measure Name | Savings (kWh/yr.) | Phys Life (yr.) | Capital Cost ($) | Annual O&M ($) | Shape Pointer | Non-E Val ($/yr.) | Cost 1 ($) | Period 1 | Cost 2 ($) | Period 2 | Cost 3 ($) | Period 3 | Savings (mmBtu/yr) | Shape Pointer
Premium HVAC Equipment-New | [10 empty] | Input Data | [7 empty] | Periodic O&M | [5 empty] | Other Fuels | [26 empty] | Premium HVAC Equipment-Large Off-New | Premium HVAC Equipment-Large Off-New | 7.1732 | 15 | 0.85035 | 0 | SmComCAC | 0 | [33 empty] | Premium HVAC Equipment-Large Off-New | Premium HVAC Equipment-Large Off-New | 9.6149 | 15 | 1.1398 | 0 | SmComCAC | 0
Totals for Measures/Categories with Benefits Exceeding Costs | [10 empty] | Category Name | Measure Name | Savings (kWh/yr.) | Phys Life (yr.) | Capital Cost ($) | Annual O&M ($) | Shape Pointer | Non-E Val ($/yr.) | Cost 1 ($) | Period 1 | Cost 2 ($) | Period 2 | Cost 3 ($) | Period 3 | Savings (mmBtu/yr) | Shape Pointer | [25 empty] | Premium HVAC Equipment-Medium Off-New | Premium HVAC Equipment-Medium Off-New | 7.2871 | 15 | 3.7433 | 0 | SmComCAC | 0 | [33 empty] | Premium HVAC Equipment-Medium Off-New | Premium HVAC Equipment-Medium Off-New | 7.3257 | 15 | 3.7631 | 0 | SmComCAC | 0
0 | Totals Basis | Busbar Savings | PV Cost | First Cost | Admin Cost | Program Cost | Program $/KWa | Levelized Cost | PV Benefits | B/C Ratio | Premium HVAC Equipment-Large Off-NR | Premium HVAC Equipment-Large Off-NR | 9.0435 | 15 | 0.96486 | 0 | SmComCAC | 0 | [33 empty] | Premium HVAC Equipment-Small Off-New | Premium HVAC Equipment-Small Off-New | 7.0913 | 15 | 4.1074 | 0 | SmComCAC | 0 | [33 empty] | Premium HVAC Equipment-Small Off-New | Premium HVAC Equipment-Small Off-New | 3.2339 | 15 | 1.8732 | 0 | SmComCAC | 0
| Measures with B/C>1.00 | 40.1134 | 20.388 | 16.65 | 3.3301 | 23.7181 | 5179.5693 | 43.5071 | 29.0887 | 1.2264 | Premium HVAC Equipment-Medium Off-NR | Premium HVAC Equipment-Medium Off-NR | 5.4326 | 15 | 2.5116 | 0 | SmComCAC | 0 | [33 empty] | Premium HVAC Equipment-Big Box-New | Premium HVAC Equipment-Big Box-New | 15.0555 | 15 | 10.6068 | 0 | SmComCAC | 0 | [33 empty] | Premium HVAC Equipment-Big Box-New | Premium HVAC Equipment-Big Box-New | 4.0781 | 15 | 2.8731 | 0 | SmComCAC | 0
| Categories with B/C>1.00 | 0 | 0 | 0 | 0 | 0 | 0 | 0 | 70.9314 | 0 | Premium HVAC Equipment-Small Off-NR | Premium HVAC Equipment-Small Off-NR | 7.6347 | 15 | 3.98 | 0 | SmComCAC | 0 | [33 empty] | Premium HVAC Equipment-Small Box-New | Premium HVAC Equipment-Small Box-New | 8.5282 | 15 | 4.4124 | 0 | SmComCAC | 0 | [33 empty] | Premium HVAC Equipment-Small Box-New | Premium HVAC Equipment-Small Box-New | 2.31 | 15 | 1.1952 | 0 | SmComCAC | 0
| % of Measures with B/C >1.00 | 51.0578 | 52.7009 | 43.0399 | 8.608 | 61.3089 | 10518.7842 | 88.3551 | 37.0252 | 0.60391 | Premium HVAC Equipment-Big Box-NR | Premium HVAC Equipment-Big Box-NR | 10.7625 | 15 | 6.8241 | 0 | SmComCAC | 0 | [33 empty] | Premium HVAC Equipment-High End-New | Premium HVAC Equipment-High End-New | 2.1321 | 15 | 1.1031 | 0 | SmComCAC | 0 | [33 empty] | Premium HVAC Equipment-High End-New | Premium HVAC Equipment-High End-New | 0.57751 | 15 | 0.2988 | 0 | SmComCAC | 0
| Block 1: x <=10 m/kWh | 0 | 0 | 0 | 0 | 0 | 0 | 0 | 0 | 0 | Premium HVAC Equipment-Small Box-NR | Premium HVAC Equipment-Small Box-NR | 17.5937 | 15 | 8.1926 | 0 | SmComCAC | 0 | [33 empty] | Premium HVAC Equipment-Anchor-New | Premium HVAC Equipment-Anchor-New | 2.2583 | 15 | 1.0342 | 0 | SmComCAC | 0 | [33 empty] | Premium HVAC Equipment-Anchor-New | Premium HVAC Equipment-Anchor-New | 0.81561 | 15 | 0.3735 | 0 | SmComCAC | 0
| Block 2: 10< x <=20 m/kWh | 7.7202 | 1.0413 | 0.85 | 0.17008 | 1.2114 | 1374.5182 | 11.5456 | 5.5984 | 4.6216 | Premium HVAC Equipment-High End-NR | Premium HVAC Equipment-High End-NR | 4.3984 | 15 | 2.0481 | 0 | SmComCAC | 0 | [33 empty] | Premium HVAC Equipment-K-12-New | Premium HVAC Equipment-K-12-New | 1.3449 | 15 | 1.3449 | 0 | SmComCAC | 0 | [33 empty] | Premium HVAC Equipment-K-12-New | Premium HVAC Equipment-K-12-New | 4.1661 | 15 | 4.1661 | 0 | SmComCAC | 0
| Block 3: 20< x <=30 m/kWh | 0 | 0 | 0 | 0 | 0 | 0 | 0 | 0 | 0 | Premium HVAC Equipment-Anchor-NR | Premium HVAC Equipment-Anchor-NR | 7.1961 | 15 | 2.9658 | 0 | SmComCAC | 0 | [33 empty] | Premium HVAC Equipment-University-New | Premium HVAC Equipment-University-New | 1.0393 | 15 | 0.75057 | 0 | SmComCAC | 0 | [33 empty] | Premium HVAC Equipment-University-New | Premium HVAC Equipment-University-New | 4.2923 | 15 | 3.1 | 0 | SmComCAC | 0
| Block 4: 30< x <=40 m/kWh | 0 | 0 | 0 | 0 | 0 | 0 | 0 | 0 | 0 | Premium HVAC Equipment-K-12-NR | Premium HVAC Equipment-K-12-NR | 1.9704 | 15 | 1.7734 | 0 | SmComCAC | 0 | [33 empty] | Premium HVAC Equipment-Warehouse-New | Premium HVAC Equipment-Warehouse-New | 0.10755 | 15 | 15.5346 | 0 | SmComCAC | 0 | [33 empty] | Premium HVAC Equipment-Warehouse-New | Premium HVAC Equipment-Warehouse-New | 0.029131 | 15 | 4.2078 | 0 | SmComCAC | 0
| Block 5: 40< x <=50 m/kWh | 5.4453 | 2.9802 | 2.43 | 0.48678 | 3.467 | 5577.4199 | 46.8489 | 3.9488 | 1.139 | Premium HVAC Equipment-University-NR | Premium HVAC Equipment-University-NR | 1.5226 | 15 | 0.9897 | 0 | SmComCAC | 0 | [33 empty] | Premium HVAC Equipment-Supermarket-New | Premium HVAC Equipment-Supermarket-New | 0.17905 | 15 | 0.19894 | 0 | SmComCAC | 0 | [33 empty] | Premium HVAC Equipment-Supermarket-New | Premium HVAC Equipment-Supermarket-New | 0.17999 | 15 | 0.19999 | 0 | SmComCAC | 0
| Block 6: 50< x <=60 m/kWh | 26.9479 | 16.3665 | 13.37 | 2.6732 | 19.0397 | 6189.2725 | 51.9883 | 19.5416 | 1.0264 | Premium HVAC Equipment-Warehouse-NR | Premium HVAC Equipment-Warehouse-NR | 0.083798 | 15 | 10.8938 | 0 | SmComCAC | 0 | [33 empty] | Premium HVAC Equipment-MIniMart-New | Premium HVAC Equipment-MIniMart-New | 0.33513 | 15 | 0.48408 | 0 | SmComCAC | 0 | [33 empty] | Premium HVAC Equipment-MIniMart-New | Premium HVAC Equipment-MIniMart-New | 0.090776 | 15 | 0.13112 | 0 | SmComCAC | 0
| Block 7: 60m/kWh < x | 57.7012 | 68.0321 | 55.56 | 11.1121 | 79.1442 | 12015.4121 | 100.9264 | 41.8427 | 0.52869 | Premium HVAC Equipment-Supermarket-NR | Premium HVAC Equipment-Supermarket-NR | 0.78077 | 15 | 0.78077 | 0 | SmComCAC | 0 | [33 empty] | Premium HVAC Equipment-Restaurant-New | Premium HVAC Equipment-Restaurant-New | 1.6008 | 15 | 0.8217 | 0 | SmComCAC | 0 | [33 empty] | Premium HVAC Equipment-Restaurant-New | Premium HVAC Equipment-Restaurant-New | 0.43361 | 15 | 0.22257 | 0 | SmComCAC | 0
[11 empty] | Premium HVAC Equipment-MIniMart-NR | Premium HVAC Equipment-MIniMart-NR | 0.48385 | 15 | 0.629 | 0 | SmComCAC | 0 | [33 empty] | Premium HVAC Equipment-Lodging-New | Premium HVAC Equipment-Lodging-New | 3.4721 | 15 | 3.4721 | 0 | SmComCAC | 0 | [33 empty] | Premium HVAC Equipment-Lodging-New | Premium HVAC Equipment-Lodging-New | 0.94049 | 15 | 0.94049 | 0 | SmComCAC | 0
[11 empty] | Premium HVAC Equipment-Restaurant-NR | Premium HVAC Equipment-Restaurant-NR | 3.257 | 15 | 1.5047 | 0 | SmComCAC | 0 | [33 empty] | Premium HVAC Equipment-Hospital-New | Premium HVAC Equipment-Hospital-New | 1.2004 | 15 | 0.57798 | 0 | SmComCAC | 0 | [33 empty] | Premium HVAC Equipment-Hospital-New | Premium HVAC Equipment-Hospital-New | 4.958 | 15 | 2.3872 | 0 | SmComCAC | 0
[11 empty] | Premium HVAC Equipment-Lodging-NR | Premium HVAC Equipment-Lodging-NR | 4.0503 | 15 | 3.6453 | 0 | SmComCAC | 0 | [33 empty] | Premium HVAC Equipment-OtherHealth-New | Premium HVAC Equipment-OtherHealth-New | 1.9816 | 15 | 1.4312 | 0 | SmComCAC | 0 | [33 empty] | Premium HVAC Equipment-OtherHealth-New | Premium HVAC Equipment-OtherHealth-New | 6.1384 | 15 | 4.4333 | 0 | SmComCAC | 0
New | POST2002 Remaining in 2025 | 1424828.369 | POST2002 | 2025 | [6 empty] | Premium HVAC Equipment-Hospital-NR | Premium HVAC Equipment-Hospital-NR | 1.325 | 15 | 0.57417 | 0 | SmComCAC | 0 | [33 empty] | Premium HVAC Equipment-Other-New | Premium HVAC Equipment-Other-New | 30.098 | 15 | 21.7374 | 0 | SmComCAC | 0 | [33 empty] | Premium HVAC Equipment-Other-New | Premium HVAC Equipment-Other-New | 13.3301 | 15 | 9.6273 | 0 | SmComCAC | 0
| POST2002 New Annually | 59367.8487 | New Annually | [7 empty] | Premium HVAC Equipment-OtherHealth-NR | Premium HVAC Equipment-OtherHealth-NR | 2.1873 | 15 | 1.4218 | 0 | SmComCAC | 0
|  | Annually |  | 20 Years | [6 empty] | Premium HVAC Equipment-Other-NR | Premium HVAC Equipment-Other-NR | 26.0795 | 15 | 16.9517 | 0 | SmComCAC | 0
|  | kWh | MWa | kWh | MWa | lvl cost | TRC B/C | Annual Capital $Million | 2025 Capital $Million | [42 empty] | ProCost Results, Version 1.70a: JPH 03/07/01, 02:12 PM 4/8/2004 | [40 empty] | ProCost Results, Version 1.70a: JPH 03/07/01, 02:12 PM 4/8/2004
| Measures with B/C>1.00 | 2381448.7497 | 0.27185 | 57154769.9921 | 6.5245 | 43.5071 | 1.2264 | 1.4081 | 33.7942 | [42 empty] | Measure Results (2000 $) |  | Measure Input Data | [7 empty] | Savings |  |  | PV Capital |  |  |  | PV O&M |  | Total PV Costs |  |  |  |  | Levelized Cost (mills/kwh) |  |  |  |  | PV Bulk Power System Benefits | [5 empty] | PV Regional Benefits | [5 empty] | Measure Results (2000 $) |  | Measure Input Data | [7 empty] | Savings |  |  | PV Capital |  |  |  | PV O&M |  | Total PV Costs |  |  |  |  | Levelized Cost (mills/kwh) |  |  |  |  | PV Bulk Power System Benefits | [5 empty] | PV Regional Benefits
| Categories with B/C>1.00 | 0 | 0 | 0 | 0 | 0 | 0 |  |  |  | ProCost Results, Version 1.70a: JPH 03/07/01, 02:12 PM 4/8/2004 | [40 empty] | Category | Measure | Measure Life | Site Savings (kWh) | Capital Cost ($/unit) | Annual O&M Cost ($/unit) | PV Per. Repl. Cost ($/unit) | Load Shape | Div. Load Factor | Bulk Pwr Coin. Factor | Bulk Energy (kWh) | Bulk Demand (kw) | Local Demand (kW) | Spon 1 | Spon 2 | Spon 3 | Cust | Utility | Cust | Spon 1 | Spon 2 | Spon 3 | Cust | Total | Spon 1 | Spon 2 | Spon 3 | Cust | Total | Energy | Bulk T&D Def. Cap. | Act C-E Credit | Total System Benefit | Total non-Consumer Cost | Bulk System B/C Ratio | Local T&D Def.Cap. | Non-E Value | Exter-nalities | Total Regional Benefit | Total Regional Cost | Total Regional B/C Ratio | Category | Measure | Measure Life | Site Savings (kWh) | Capital Cost ($/unit) | Annual O&M Cost ($/unit) | PV Per. Repl. Cost ($/unit) | Load Shape | Div. Load Factor | Bulk Pwr Coin. Factor | Bulk Energy (kWh) | Bulk Demand (kw) | Local Demand (kW) | Spon 1 | Spon 2 | Spon 3 | Cust | Utility | Cust | Spon 1 | Spon 2 | Spon 3 | Cust | Total | Spon 1 | Spon 2 | Spon 3 | Cust | Total | Energy | Bulk T&D Def. Cap. | Act C-E Credit | Total System Benefit | Total non-Consumer Cost | Bulk System B/C Ratio | Local T&D Def.Cap. | Non-E Value | Exter-nalities | Total Regional Benefit | Total Regional Cost | Total Regional B/C Ratio
| % of Measures with B/C >1.00 | 3031190.8252 | 0.34603 | 72748579.8037 | 8.3046 | 88.3551 | 0.60391 |  |  |  | Measure Results (2000 $) |  | Measure Input Data | [7 empty] | Savings |  |  | PV Capital |  |  |  | PV O&M |  | Total PV Costs |  |  |  |  | Levelized Cost (mills/kwh) |  |  |  |  | PV Bulk Power System Benefits | [5 empty] | PV Regional Benefits | [5 empty] | Premium HVAC Equipment-Large Off-New | Premium HVAC Equipment-Large Off-New | 15 | 7.1732 | 0.85 | 0 | 0 | SmComCAC | 0.17 | 0 | 7.7202 | 0 | 0.0051841 |  |  | 0.8504 | 0.19089 | 0 | 0 | 0 | 0 | 0.8504 | 0.19089 | 1.0413 | 0 | 0 | 8.1052 | 1.8194 | 9.9246 | 5.5984 | 0 | 0.67566 | 6.2741 | 0.8504 | 7.3778 | 1.4091 | 0 | 0 | 7.6831 | 1.0413 | 7.3785 | Premium HVAC Equipment-Large Off-New | Premium HVAC Equipment-Large Off-New | 15 | 9.6149 | 1.14 | 0 | 0 | SmComCAC | 0.17 | 0 | 10.3481 | 0 | 0.0069487 |  |  | 1.1398 | 0.25585 | 0 | 0 | 0 | 0 | 1.1398 | 0.25585 | 1.3956 | 0 | 0 | 8.1047 | 1.8192 | 9.924 | 7.504 | 0 | 0.90564 | 8.4097 | 1.1398 | 7.3782 | 1.8887 | 0 | 0 | 10.2984 | 1.3956 | 7.3789
| Block 1: x <=10 m/kWh | 0 | 0 | 0 | 0 | 0 | 0 |  |  |  | Category | Measure | Measure Life | Site Savings (kWh) | Capital Cost ($/unit) | Annual O&M Cost ($/unit) | PV Per. Repl. Cost ($/unit) | Load Shape | Div. Load Factor | Bulk Pwr Coin. Factor | Bulk Energy (kWh) | Bulk Demand (kw) | Local Demand (kW) | Spon 1 | Spon 2 | Spon 3 | Cust | Utility | Cust | Spon 1 | Spon 2 | Spon 3 | Cust | Total | Spon 1 | Spon 2 | Spon 3 | Cust | Total | Energy | Bulk T&D Def. Cap. | Act C-E Credit | Total System Benefit | Total non-Consumer Cost | Bulk System B/C Ratio | Local T&D Def.Cap. | Non-E Value | Exter-nalities | Total Regional Benefit | Total Regional Cost | Total Regional B/C Ratio | Premium HVAC Equipment-Medium Off-New | Premium HVAC Equipment-Medium Off-New | 15 | 7.2871 | 3.74 | 0 | 0 | SmComCAC | 0.17 | 0 | 7.8428 | 0 | 0.0052664 |  |  | 3.7433 | 0.84025 | 0 | 0 | 0 | 0 | 3.7433 | 0.84025 | 4.5835 | 0 | 0 | 35.1201 | 7.8833 | 43.0034 | 5.6873 | 0 | 0.68638 | 6.3736 | 3.7433 | 1.7027 | 1.4314 | 0 | 0 | 7.8051 | 4.5835 | 1.7029 | Premium HVAC Equipment-Medium Off-New | Premium HVAC Equipment-Medium Off-New | 15 | 7.3257 | 3.76 | 0 | 0 | SmComCAC | 0.17 | 0 | 7.8842 | 0 | 0.0052943 |  |  | 3.7631 | 0.84469 | 0 | 0 | 0 | 0 | 3.7631 | 0.84469 | 4.6078 | 0 | 0 | 35.1201 | 7.8833 | 43.0034 | 5.7174 | 0 | 0.69001 | 6.4074 | 3.7631 | 1.7027 | 1.439 | 0 | 0 | 7.8464 | 4.6078 | 1.7029
| Block 2: 10< x <=20 m/kWh | 458332.1968 | 0.052321 | 10999972.7234 | 1.2557 | 11.5456 | 4.6216 |  |  |  | Premium HVAC Equipment-Large Off-NR | Premium HVAC Equipment-Large Off-NR | 15 | 9.0435 | 0.96 | 0 | 0 | SmComCAC | 0.17 | 0 | 9.7331 | 0 | 0.0065358 |  |  | 0.9649 | 0.21659 | 0 | 0 | 0 | 0 | 0.9649 | 0.21659 | 1.1815 | 0 | 0 | 7.2946 | 1.6374 | 8.932 | 7.0581 | 0 | 0.85182 | 7.9099 | 0.9649 | 8.1976 | 1.7765 | 0 | 0 | 9.6864 | 1.1815 | 8.1985 | Premium HVAC Equipment-Small Off-New | Premium HVAC Equipment-Small Off-New | 15 | 7.0913 | 4.11 | 0 | 0 | SmComCAC | 0.17 | 0 | 7.632 | 0 | 0.0051249 |  |  | 4.1074 | 0.92197 | 0 | 0 | 0 | 0 | 4.1074 | 0.92197 | 5.0294 | 0 | 0 | 39.6003 | 8.8889 | 48.4892 | 5.5344 | 0 | 0.66794 | 6.2024 | 4.1074 | 1.5101 | 1.393 | 0 | 0 | 7.5954 | 5.0294 | 1.5102 | Premium HVAC Equipment-Small Off-New | Premium HVAC Equipment-Small Off-New | 15 | 3.2339 | 1.87 | 0 | 0 | SmComCAC | 0.17 | 0 | 3.4805 | 0 | 0.0023372 |  |  | 1.8732 | 0.42047 | 0 | 0 | 0 | 0 | 1.8732 | 0.42047 | 2.2937 | 0 | 0 | 39.6014 | 8.8892 | 48.4906 | 2.5239 | 0 | 0.30461 | 2.8285 | 1.8732 | 1.51 | 0.63526 | 0 | 0 | 3.4638 | 2.2937 | 1.5102
| Block 3: 20< x <=30 m/kWh | 0 | 0 | 0 | 0 | 0 | 0 |  |  |  | Premium HVAC Equipment-Medium Off-NR | Premium HVAC Equipment-Medium Off-NR | 15 | 5.4326 | 2.51 | 0 | 0 | SmComCAC | 0.17 | 0 | 5.8469 | 0 | 0.0039262 |  |  | 2.5116 | 0.56377 | 0 | 0 | 0 | 0 | 2.5116 | 0.56377 | 3.0754 | 0 | 0 | 31.6079 | 7.0949 | 38.7029 | 4.2399 | 0 | 0.51171 | 4.7516 | 2.5116 | 1.8919 | 1.0672 | 0 | 0 | 5.8188 | 3.0754 | 1.8921 | Premium HVAC Equipment-Big Box-New | Premium HVAC Equipment-Big Box-New | 15 | 15.0555 | 10.61 | 0 | 0 | SmComCAC | 0.17 | 0 | 16.2035 | 0 | 0.010881 |  |  | 10.6068 | 2.3809 | 0 | 0 | 0 | 0 | 10.6068 | 2.3809 | 12.9877 | 0 | 0 | 48.1665 | 10.8118 | 58.9783 | 11.7502 | 0 | 1.4181 | 13.1683 | 10.6068 | 1.2415 | 2.9574 | 0 | 0 | 16.1257 | 12.9877 | 1.2416 | Premium HVAC Equipment-Big Box-New | Premium HVAC Equipment-Big Box-New | 15 | 4.0781 | 2.87 | 0 | 0 | SmComCAC | 0.17 | 0 | 4.389 | 0 | 0.0029472 |  |  | 2.8731 | 0.64492 | 0 | 0 | 0 | 0 | 2.8731 | 0.64492 | 3.518 | 0 | 0 | 48.1675 | 10.812 | 58.9795 | 3.1827 | 0 | 0.38412 | 3.5669 | 2.8731 | 1.2415 | 0.80108 | 0 | 0 | 4.3679 | 3.518 | 1.2416
| Block 4: 30< x <=40 m/kWh | 0 | 0 | 0 | 0 | 0 | 0 |  |  |  | Premium HVAC Equipment-Small Off-NR | Premium HVAC Equipment-Small Off-NR | 15 | 7.6347 | 3.98 | 0 | 0 | SmComCAC | 0.17 | 0 | 8.2169 | 0 | 0.0055176 |  |  | 3.98 | 0.89338 | 0 | 0 | 0 | 0 | 3.98 | 0.89338 | 4.8734 | 0 | 0 | 35.6407 | 8.0002 | 43.6408 | 5.9586 | 0 | 0.71912 | 6.6777 | 3.98 | 1.6778 | 1.4997 | 0 | 0 | 8.1774 | 4.8734 | 1.678 | Premium HVAC Equipment-Small Box-New | Premium HVAC Equipment-Small Box-New | 15 | 8.5282 | 4.41 | 0 | 0 | SmComCAC | 0.17 | 0 | 9.1785 | 0 | 0.0061634 |  |  | 4.4124 | 0.99044 | 0 | 0 | 0 | 0 | 4.4124 | 0.99044 | 5.4028 | 0 | 0 | 35.3731 | 7.9401 | 43.3132 | 6.6559 | 0 | 0.80328 | 7.4592 | 4.4124 | 1.6905 | 1.6752 | 0 | 0 | 9.1344 | 5.4028 | 1.6907 | Premium HVAC Equipment-Small Box-New | Premium HVAC Equipment-Small Box-New | 15 | 2.31 | 1.2 | 0 | 0 | SmComCAC | 0.17 | 0 | 2.4862 | 0 | 0.0016695 |  |  | 1.1952 | 0.26828 | 0 | 0 | 0 | 0 | 1.1952 | 0.26828 | 1.4635 | 0 | 0 | 35.3738 | 7.9402 | 43.314 | 1.8029 | 0 | 0.21758 | 2.0205 | 1.1952 | 1.6905 | 0.45377 | 0 | 0 | 2.4742 | 1.4635 | 1.6906
| Block 5: 40< x <=50 m/kWh | 323278.6401 | 0.036904 | 7758687.3624 | 0.88569 | 46.8489 | 1.139 |  |  |  | Premium HVAC Equipment-Big Box-NR | Premium HVAC Equipment-Big Box-NR | 15 | 10.7625 | 6.82 | 0 | 0 | SmComCAC | 0.17 | 0 | 11.5831 | 0 | 0.0077781 |  |  | 6.8241 | 1.5318 | 0 | 0 | 0 | 0 | 6.8241 | 1.5318 | 8.3559 | 0 | 0 | 43.3501 | 9.7306 | 53.0807 | 8.3996 | 0 | 1.0137 | 9.4134 | 6.8241 | 1.3794 | 2.1141 | 0 | 0 | 11.5275 | 8.3559 | 1.3796 | Premium HVAC Equipment-High End-New | Premium HVAC Equipment-High End-New | 15 | 2.1321 | 1.1 | 0 | 0 | SmComCAC | 0.17 | 0 | 2.2946 | 0 | 0.0015408 |  |  | 1.1031 | 0.24761 | 0 | 0 | 0 | 0 | 1.1031 | 0.24761 | 1.3507 | 0 | 0 | 35.3731 | 7.9401 | 43.3132 | 1.664 | 0 | 0.20082 | 1.8648 | 1.1031 | 1.6905 | 0.41881 | 0 | 0 | 2.2836 | 1.3507 | 1.6907 | Premium HVAC Equipment-High End-New | Premium HVAC Equipment-High End-New | 15 | 0.57751 | 0.3 | 0 | 0 | SmComCAC | 0.17 | 0 | 0.62154 | 0 | 0.00041737 |  |  | 0.2988 | 0.067071 | 0 | 0 | 0 | 0 | 0.2988 | 0.067071 | 0.36587 | 0 | 0 | 35.3738 | 7.9402 | 43.314 | 0.45072 | 0 | 0.054396 | 0.50511 | 0.2988 | 1.6905 | 0.11344 | 0 | 0 | 0.61856 | 0.36587 | 1.6906
| Block 6: 50< x <=60 m/kWh | 1599837.9128 | 0.18263 | 38396109.9064 | 4.3831 | 51.9883 | 1.0264 |  |  |  | Premium HVAC Equipment-Small Box-NR | Premium HVAC Equipment-Small Box-NR | 15 | 17.5937 | 8.19 | 0 | 0 | SmComCAC | 0.17 | 0 | 18.9352 | 0 | 0.012715 |  |  | 8.1926 | 1.839 | 0 | 0 | 0 | 0 | 8.1926 | 1.839 | 10.0316 | 0 | 0 | 31.8362 | 7.1462 | 38.9823 | 13.7311 | 0 | 1.6572 | 15.3883 | 8.1926 | 1.8783 | 3.456 | 0 | 0 | 18.8443 | 10.0316 | 1.8785 | Premium HVAC Equipment-Anchor-New | Premium HVAC Equipment-Anchor-New | 15 | 2.2583 | 1.03 | 0 | 0 | SmComCAC | 0.17 | 0 | 2.4305 | 0 | 0.0016321 |  |  | 1.0342 | 0.23214 | 0 | 0 | 0 | 0 | 1.0342 | 0.23214 | 1.2663 | 0 | 0 | 31.3093 | 7.0279 | 38.3372 | 1.7625 | 0 | 0.21271 | 1.9752 | 1.0342 | 1.9099 | 0.44362 | 0 | 0 | 2.4189 | 1.2663 | 1.9101 | Premium HVAC Equipment-Anchor-New | Premium HVAC Equipment-Anchor-New | 15 | 0.81561 | 0.37 | 0 | 0 | SmComCAC | 0.17 | 0 | 0.8778 | 0 | 0.00058945 |  |  | 0.3735 | 0.083838 | 0 | 0 | 0 | 0 | 0.3735 | 0.083838 | 0.45734 | 0 | 0 | 31.3086 | 7.0277 | 38.3363 | 0.63655 | 0 | 0.076823 | 0.71337 | 0.3735 | 1.91 | 0.16022 | 0 | 0 | 0.87359 | 0.45734 | 1.9102
| Block 7: 60m/kWh < x | 3425593.8818 | 0.39105 | 82214253.1631 | 9.3852 | 100.9264 | 0.52869 |  |  |  | Premium HVAC Equipment-High End-NR | Premium HVAC Equipment-High End-NR | 15 | 4.3984 | 2.05 | 0 | 0 | SmComCAC | 0.17 | 0 | 4.7338 | 0 | 0.0031788 |  |  | 2.0481 | 0.45973 | 0 | 0 | 0 | 0 | 2.0481 | 0.45973 | 2.5078 | 0 | 0 | 31.8354 | 7.146 | 38.9814 | 3.4328 | 0 | 0.41429 | 3.8471 | 2.0481 | 1.8784 | 0.86401 | 0 | 0 | 4.7111 | 2.5078 | 1.8785 | Premium HVAC Equipment-K-12-New | Premium HVAC Equipment-K-12-New | 15 | 1.3449 | 1.34 | 0 | 0 | SmComCAC | 0.17 | 0 | 1.4475 | 0 | 0.00097197 |  |  | 1.3449 | 0.30189 | 0 | 0 | 0 | 0 | 1.3449 | 0.30189 | 1.6468 | 0 | 0 | 68.3679 | 15.3463 | 83.7142 | 1.0496 | 0 | 0.12668 | 1.1763 | 1.3449 | 0.87466 | 0.26419 | 0 | 0 | 1.4405 | 1.6468 | 0.87474 | Premium HVAC Equipment-K-12-New | Premium HVAC Equipment-K-12-New | 15 | 4.1661 | 4.17 | 0 | 0 | SmComCAC | 0.17 | 0 | 4.4837 | 0 | 0.0030108 |  |  | 4.1661 | 0.93515 | 0 | 0 | 0 | 0 | 4.1661 | 0.93515 | 5.1012 | 0 | 0 | 68.3692 | 15.3466 | 83.7158 | 3.2514 | 0 | 0.39241 | 3.6438 | 4.1661 | 0.87464 | 0.81836 | 0 | 0 | 4.4622 | 5.1012 | 0.87473
[11 empty] | Premium HVAC Equipment-Anchor-NR | Premium HVAC Equipment-Anchor-NR | 15 | 7.1961 | 2.97 | 0 | 0 | SmComCAC | 0.17 | 0 | 7.7448 | 0 | 0.0052006 |  |  | 2.9658 | 0.66572 | 0 | 0 | 0 | 0 | 2.9658 | 0.66572 | 3.6315 | 0 | 0 | 28.1775 | 6.3249 | 34.5025 | 5.6162 | 0 | 0.67781 | 6.294 | 2.9658 | 2.1222 | 1.4136 | 0 | 0 | 7.7076 | 3.6315 | 2.1224 | Premium HVAC Equipment-University-New | Premium HVAC Equipment-University-New | 15 | 1.0393 | 0.75 | 0 | 0 | SmComCAC | 0.17 | 0 | 1.1185 | 0 | 0.00075107 |  |  | 0.7506 | 0.16848 | 0 | 0 | 0 | 0 | 0.7506 | 0.16848 | 0.91908 | 0 | 0 | 49.3792 | 11.084 | 60.4632 | 0.81109 | 0 | 0.097888 | 0.90898 | 0.7506 | 1.211 | 0.20415 | 0 | 0 | 1.1131 | 0.91908 | 1.2111 | Premium HVAC Equipment-University-New | Premium HVAC Equipment-University-New | 15 | 4.2923 | 3.1 | 0 | 0 | SmComCAC | 0.17 | 0 | 4.6196 | 0 | 0.0031021 |  |  | 3.1 | 0.69585 | 0 | 0 | 0 | 0 | 3.1 | 0.69585 | 3.7958 | 0 | 0 | 49.3773 | 11.0836 | 60.4609 | 3.35 | 0 | 0.4043 | 3.7543 | 3.1 | 1.2111 | 0.84316 | 0 | 0 | 4.5974 | 3.7958 | 1.2112
[11 empty] | Premium HVAC Equipment-K-12-NR | Premium HVAC Equipment-K-12-NR | 15 | 1.9704 | 1.77 | 0 | 0 | SmComCAC | 0.17 | 0 | 2.1207 | 0 | 0.0014241 |  |  | 1.7734 | 0.39807 | 0 | 0 | 0 | 0 | 1.7734 | 0.39807 | 2.1715 | 0 | 0 | 61.5316 | 13.8118 | 75.3434 | 1.5378 | 0 | 0.1856 | 1.7234 | 1.7734 | 0.97183 | 0.38707 | 0 | 0 | 2.1105 | 2.1715 | 0.97193 | Premium HVAC Equipment-Warehouse-New | Premium HVAC Equipment-Warehouse-New | 15 | 0.10755 | 15.53 | 0 | 0 | SmComCAC | 0.17 | 0 | 0.11575 | 0 | 7.7725e-05 |  |  | 15.5346 | 3.487 | 0 | 0 | 0 | 0 | 15.5346 | 3.487 | 19.0216 | 0 | 0 | 9875.4639 | 2216.7144 | 12092.1784 | 0.083936 | 0 | 0.01013 | 0.094066 | 15.5346 | 0.0060553 | 0.021126 | 0 | 0 | 0.11519 | 19.0216 | 0.0060559 | Premium HVAC Equipment-Warehouse-New | Premium HVAC Equipment-Warehouse-New | 15 | 0.029131 | 4.21 | 0 | 0 | SmComCAC | 0.17 | 0 | 0.031352 | 0 | 2.1053e-05 |  |  | 4.2078 | 0.94451 | 0 | 0 | 0 | 0 | 4.2078 | 0.94451 | 5.1523 | 0 | 0 | 9875.4072 | 2216.7014 | 12092.1088 | 0.022736 | 0 | 0.0027439 | 0.025479 | 4.2078 | 0.0060553 | 0.0057224 | 0 | 0 | 0.031202 | 5.1523 | 0.0060559
[11 empty] | Premium HVAC Equipment-University-NR | Premium HVAC Equipment-University-NR | 15 | 1.5226 | 0.99 | 0 | 0 | SmComCAC | 0.17 | 0 | 1.6387 | 0 | 0.0011004 |  |  | 0.9897 | 0.22215 | 0 | 0 | 0 | 0 | 0.9897 | 0.22215 | 1.2119 | 0 | 0 | 44.4395 | 9.9752 | 54.4147 | 1.1883 | 0 | 0.14342 | 1.3318 | 0.9897 | 1.3456 | 0.2991 | 0 | 0 | 1.6309 | 1.2119 | 1.3457 | Premium HVAC Equipment-Supermarket-New | Premium HVAC Equipment-Supermarket-New | 15 | 0.17905 | 0.2 | 0 | 0 | SmComCAC | 0.17 | 0 | 0.1927 | 0 | 0.0001294 |  |  | 0.1989 | 0.044646 | 0 | 0 | 0 | 0 | 0.1989 | 0.044646 | 0.24355 | 0 | 0 | 75.9494 | 17.0481 | 92.9975 | 0.13974 | 0 | 0.016865 | 0.1566 | 0.1989 | 0.78735 | 0.035171 | 0 | 0 | 0.19177 | 0.24355 | 0.78742 | Premium HVAC Equipment-Supermarket-New | Premium HVAC Equipment-Supermarket-New | 15 | 0.17999 | 0.2 | 0 | 0 | SmComCAC | 0.17 | 0 | 0.19372 | 0 | 0.00013008 |  |  | 0.2 | 0.044893 | 0 | 0 | 0 | 0 | 0.2 | 0.044893 | 0.24489 | 0 | 0 | 75.9674 | 17.0522 | 93.0196 | 0.14048 | 0 | 0.016954 | 0.15743 | 0.2 | 0.78716 | 0.035357 | 0 | 0 | 0.19279 | 0.24489 | 0.78724
Premium HVAC Equipment-NR | [10 empty] | Premium HVAC Equipment-Warehouse-NR | Premium HVAC Equipment-Warehouse-NR | 15 | 0.083798 | 10.89 | 0 | 0 | SmComCAC | 0.17 | 0 | 0.090188 | 0 | 6.0561e-05 |  |  | 10.8938 | 2.4453 | 0 | 0 | 0 | 0 | 10.8938 | 2.4453 | 13.3391 | 0 | 0 | 8887.9268 | 1995.0449 | 10882.972 | 0.065401 | 0 | 0.0078931 | 0.073294 | 10.8938 | 0.0067281 | 0.016461 | 0 | 0 | 0.089755 | 13.3391 | 0.0067287 | Premium HVAC Equipment-MIniMart-New | Premium HVAC Equipment-MIniMart-New | 15 | 0.33513 | 0.48 | 0 | 0 | SmComCAC | 0.17 | 0 | 0.36068 | 0 | 0.0002422 |  |  | 0.4841 | 0.10866 | 0 | 0 | 0 | 0 | 0.4841 | 0.10866 | 0.59276 | 0 | 0 | 98.7592 | 22.1682 | 120.9273 | 0.26155 | 0 | 0.031566 | 0.29312 | 0.4841 | 0.6055 | 0.065832 | 0 | 0 | 0.35895 | 0.59276 | 0.60556 | Premium HVAC Equipment-MIniMart-New | Premium HVAC Equipment-MIniMart-New | 15 | 0.090776 | 0.13 | 0 | 0 | SmComCAC | 0.17 | 0 | 0.097698 | 0 | 6.5604e-05 |  |  | 0.1311 | 0.029428 | 0 | 0 | 0 | 0 | 0.1311 | 0.029428 | 0.16053 | 0 | 0 | 98.7387 | 22.1636 | 120.9023 | 0.070847 | 0 | 0.0085503 | 0.079397 | 0.1311 | 0.60562 | 0.017832 | 0 | 0 | 0.097229 | 0.16053 | 0.60568
Totals for Measures/Categories with Benefits Exceeding Costs | [10 empty] | Premium HVAC Equipment-Supermarket-NR | Premium HVAC Equipment-Supermarket-NR | 15 | 0.78077 | 0.78 | 0 | 0 | SmComCAC | 0.17 | 0 | 0.84031 | 0 | 0.00056427 |  |  | 0.7808 | 0.17526 | 0 | 0 | 0 | 0 | 0.7808 | 0.17526 | 0.95606 | 0 | 0 | 68.3709 | 15.347 | 83.7179 | 0.60936 | 0 | 0.073542 | 0.6829 | 0.7808 | 0.87462 | 0.15337 | 0 | 0 | 0.83627 | 0.95606 | 0.87471 | Premium HVAC Equipment-Restaurant-New | Premium HVAC Equipment-Restaurant-New | 15 | 1.6008 | 0.82 | 0 | 0 | SmComCAC | 0.17 | 0 | 1.7229 | 0 | 0.0011569 |  |  | 0.8217 | 0.18444 | 0 | 0 | 0 | 0 | 0.8217 | 0.18444 | 1.0061 | 0 | 0 | 35.0939 | 7.8774 | 42.9713 | 1.2494 | 0 | 0.15078 | 1.4001 | 0.8217 | 1.704 | 0.31446 | 0 | 0 | 1.7146 | 1.0061 | 1.7041 | Premium HVAC Equipment-Restaurant-New | Premium HVAC Equipment-Restaurant-New | 15 | 0.43361 | 0.22 | 0 | 0 | SmComCAC | 0.17 | 0 | 0.46667 | 0 | 0.00031337 |  |  | 0.2226 | 0.049966 | 0 | 0 | 0 | 0 | 0.2226 | 0.049966 | 0.27257 | 0 | 0 | 35.0983 | 7.8784 | 42.9766 | 0.33841 | 0 | 0.040842 | 0.37925 | 0.2226 | 1.7037 | 0.085176 | 0 | 0 | 0.46443 | 0.27257 | 1.7039
0 | Totals Basis | Busbar Savings | PV Cost | First Cost | Admin Cost | Program Cost | Program $/KWa | Levelized Cost | PV Benefits | B/C Ratio | Premium HVAC Equipment-MIniMart-NR | Premium HVAC Equipment-MIniMart-NR | 15 | 0.48385 | 0.63 | 0 | 0 | SmComCAC | 0.17 | 0 | 0.52074 | 0 | 0.00034968 |  |  | 0.629 | 0.14119 | 0 | 0 | 0 | 0 | 0.629 | 0.14119 | 0.77019 | 0 | 0 | 88.8789 | 19.9504 | 108.8292 | 0.37762 | 0 | 0.045574 | 0.4232 | 0.629 | 0.67281 | 0.095045 | 0 | 0 | 0.51824 | 0.77019 | 0.67287 | Premium HVAC Equipment-Lodging-New | Premium HVAC Equipment-Lodging-New | 15 | 3.4721 | 3.47 | 0 | 0 | SmComCAC | 0.17 | 0 | 3.7369 | 0 | 0.0025093 |  |  | 3.4721 | 0.77937 | 0 | 0 | 0 | 0 | 3.4721 | 0.77937 | 4.2515 | 0 | 0 | 68.368 | 15.3463 | 83.7144 | 2.7098 | 0 | 0.32704 | 3.0369 | 3.4721 | 0.87466 | 0.68205 | 0 | 0 | 3.7189 | 4.2515 | 0.87474 | Premium HVAC Equipment-Lodging-New | Premium HVAC Equipment-Lodging-New | 15 | 0.94049 | 0.94 | 0 | 0 | SmComCAC | 0.17 | 0 | 1.0122 | 0 | 0.00067969 |  |  | 0.9405 | 0.21111 | 0 | 0 | 0 | 0 | 0.9405 | 0.21111 | 1.1516 | 0 | 0 | 68.3694 | 15.3467 | 83.7161 | 0.73401 | 0 | 0.088586 | 0.8226 | 0.9405 | 0.87464 | 0.18475 | 0 | 0 | 1.0073 | 1.1516 | 0.87472
| Measures with B/C>1.00 | 71.7253 | 36.2026 | 29.57 | 5.9132 | 42.1158 | 5143.7139 | 43.2059 | 52.0124 | 1.235 | Premium HVAC Equipment-Restaurant-NR | Premium HVAC Equipment-Restaurant-NR | 15 | 3.257 | 1.5 | 0 | 0 | SmComCAC | 0.17 | 0 | 3.5054 | 0 | 0.0023539 |  |  | 1.5047 | 0.33776 | 0 | 0 | 0 | 0 | 1.5047 | 0.33776 | 1.8425 | 0 | 0 | 31.5852 | 7.0898 | 38.675 | 2.542 | 0 | 0.30678 | 2.8488 | 1.5047 | 1.8932 | 0.6398 | 0 | 0 | 3.4886 | 1.8425 | 1.8934 | Premium HVAC Equipment-Hospital-New | Premium HVAC Equipment-Hospital-New | 15 | 1.2004 | 0.58 | 0 | 0 | SmComCAC | 0.17 | 0 | 1.292 | 0 | 0.00086755 |  |  | 0.578 | 0.12974 | 0 | 0 | 0 | 0 | 0.578 | 0.12974 | 0.70774 | 0 | 0 | 32.9194 | 7.3893 | 40.3087 | 0.93687 | 0 | 0.11307 | 1.0499 | 0.578 | 1.8165 | 0.23581 | 0 | 0 | 1.2857 | 0.70774 | 1.8167 | Premium HVAC Equipment-Hospital-New | Premium HVAC Equipment-Hospital-New | 15 | 4.958 | 2.39 | 0 | 0 | SmComCAC | 0.17 | 0 | 5.336 | 0 | 0.0035831 |  |  | 2.3872 | 0.53585 | 0 | 0 | 0 | 0 | 2.3872 | 0.53585 | 2.923 | 0 | 0 | 32.9187 | 7.3892 | 40.3078 | 3.8695 | 0 | 0.467 | 4.3365 | 2.3872 | 1.8165 | 0.97392 | 0 | 0 | 5.3104 | 2.923 | 1.8167
| Categories with B/C>1.00 | 0 | 0 | 0 | 0 | 0 | 0 | 0 | 81.0131 | 0 | Premium HVAC Equipment-Lodging-NR | Premium HVAC Equipment-Lodging-NR | 15 | 4.0503 | 3.65 | 0 | 0 | SmComCAC | 0.17 | 0 | 4.3591 | 0 | 0.0029272 |  |  | 3.6453 | 0.81825 | 0 | 0 | 0 | 0 | 3.6453 | 0.81825 | 4.4635 | 0 | 0 | 61.5324 | 13.812 | 75.3444 | 3.1611 | 0 | 0.3815 | 3.5426 | 3.6453 | 0.97182 | 0.79562 | 0 | 0 | 4.3382 | 4.4635 | 0.97192 | Premium HVAC Equipment-OtherHealth-New | Premium HVAC Equipment-OtherHealth-New | 15 | 1.9816 | 1.43 | 0 | 0 | SmComCAC | 0.17 | 0 | 2.1327 | 0 | 0.0014321 |  |  | 1.4312 | 0.32126 | 0 | 0 | 0 | 0 | 1.4312 | 0.32126 | 1.7525 | 0 | 0 | 49.3777 | 11.0837 | 60.4614 | 1.5466 | 0 | 0.18665 | 1.7332 | 1.4312 | 1.211 | 0.38927 | 0 | 0 | 2.1225 | 1.7525 | 1.2112 | Premium HVAC Equipment-OtherHealth-New | Premium HVAC Equipment-OtherHealth-New | 15 | 6.1384 | 4.43 | 0 | 0 | SmComCAC | 0.17 | 0 | 6.6065 | 0 | 0.0044363 |  |  | 4.4333 | 0.99513 | 0 | 0 | 0 | 0 | 4.4333 | 0.99513 | 5.4284 | 0 | 0 | 49.3772 | 11.0835 | 60.4608 | 4.7908 | 0 | 0.57819 | 5.369 | 4.4333 | 1.2111 | 1.2058 | 0 | 0 | 6.5748 | 5.4284 | 1.2112
| % of Measures with B/C >1.00 | 77.978 | 56.8409 | 46.421 | 9.2842 | 66.1251 | 7428.4561 | 62.3971 | 56.5467 | 0.85515 | Premium HVAC Equipment-Hospital-NR | Premium HVAC Equipment-Hospital-NR | 15 | 1.325 | 0.57 | 0 | 0 | SmComCAC | 0.17 | 0 | 1.426 | 0 | 0.00095759 |  |  | 0.5742 | 0.12889 | 0 | 0 | 0 | 0 | 0.5742 | 0.12889 | 0.70309 | 0 | 0 | 29.628 | 6.6505 | 36.2785 | 1.0341 | 0 | 0.1248 | 1.1589 | 0.5742 | 2.0183 | 0.26028 | 0 | 0 | 1.4192 | 0.70309 | 2.0185 | Premium HVAC Equipment-Other-New | Premium HVAC Equipment-Other-New | 15 | 30.098 | 21.74 | 0 | 0 | SmComCAC | 0.17 | 0 | 32.3929 | 0 | 0.021752 |  |  | 21.7374 | 4.8793 | 0 | 0 | 0 | 0 | 21.7374 | 4.8793 | 26.6167 | 0 | 0 | 49.3773 | 11.0836 | 60.4609 | 23.4901 | 0 | 2.835 | 26.3251 | 21.7374 | 1.2111 | 5.9123 | 0 | 0 | 32.2374 | 26.6167 | 1.2112 | Premium HVAC Equipment-Other-New | Premium HVAC Equipment-Other-New | 15 | 13.3301 | 9.63 | 0 | 0 | SmComCAC | 0.17 | 0 | 14.3465 | 0 | 0.0096337 |  |  | 9.6273 | 2.161 | 0 | 0 | 0 | 0 | 9.6273 | 2.161 | 11.7883 | 0 | 0 | 49.3774 | 11.0836 | 60.461 | 10.4035 | 0 | 1.2556 | 11.6591 | 9.6273 | 1.211 | 2.6185 | 0 | 0 | 14.2776 | 11.7883 | 1.2112
| Block 1: x <=10 m/kWh | 0 | 0 | 0 | 0 | 0 | 0 | 0 | 0 | 0 | Premium HVAC Equipment-OtherHealth-NR | Premium HVAC Equipment-OtherHealth-NR | 15 | 2.1873 | 1.42 | 0 | 0 | SmComCAC | 0.17 | 0 | 2.3541 | 0 | 0.0015808 |  |  | 1.4218 | 0.31915 | 0 | 0 | 0 | 0 | 1.4218 | 0.31915 | 1.7409 | 0 | 0 | 44.4411 | 9.9756 | 54.4166 | 1.7071 | 0 | 0.20603 | 1.9131 | 1.4218 | 1.3456 | 0.42967 | 0 | 0 | 2.3428 | 1.7409 | 1.3457
| Block 2: 10< x <=20 m/kWh | 9.7331 | 1.1815 | 0.96 | 0.19298 | 1.3745 | 1237.0497 | 10.3909 | 7.0581 | 5.1351 | Premium HVAC Equipment-Other-NR | Premium HVAC Equipment-Other-NR | 15 | 26.0795 | 16.95 | 0 | 0 | SmComCAC | 0.17 | 0 | 28.0681 | 0 | 0.018848 |  |  | 16.9517 | 3.8051 | 0 | 0 | 0 | 0 | 16.9517 | 3.8051 | 20.7568 | 0 | 0 | 44.4396 | 9.9752 | 54.4149 | 20.3539 | 0 | 2.4565 | 22.8104 | 16.9517 | 1.3456 | 5.1229 | 0 | 0 | 27.9333 | 20.7568 | 1.3457
| Block 3: 20< x <=30 m/kWh | 0 | 0 | 0 | 0 | 0 | 0 | 0 | 0 | 0 | [41 empty] | Category Totals (2000 $) |  | Savings Weighted Measure Data | [7 empty] | Savings |  |  | PV Costs |  |  |  | Lvl Cst | PV Bulk Power System Benefits | [5 empty] | PV Regional Benefits | [16 empty] | Category Totals (2000 $) |  | Savings Weighted Measure Data | [7 empty] | Savings |  |  | PV Costs |  |  |  | Lvl Cst | PV Bulk Power System Benefits | [5 empty] | PV Regional Benefits
| Block 4: 30< x <=40 m/kWh | 0 | 0 | 0 | 0 | 0 | 0 | 0 | 0 | 0 | [42 empty] | Category | Weighted Measure Life | Site Savings (kWh) | Capital Cost ($/unit) | Annual O&M Cost ($/unit) | Per. Repl. Cost ($/unit) | Load Shape | Weighted Load Factor | Weighted Coinc. Factor | Bulk Energy (kWh) | Bulk Demand (kw) | Local Demand (kW) | PV Capital | PV Annual O&M | PV Period. Repl. | PV Total Costs | Levelized Cost mills/kWh | Energy | Bulk T&D Def. Cap. | Act C-E Credit | Total System Benefit | Total non-Consumer Cost | Bulk System B/C Ratio | Local T&D Def.Cap. | Non-E Value | Exter-nalities | Total Regional Benefit | Total Regional Cost | Total Regional B/C Ratio | [12 empty] | Category | Weighted Measure Life | Site Savings (kWh) | Capital Cost ($/unit) | Annual O&M Cost ($/unit) | Per. Repl. Cost ($/unit) | Load Shape | Weighted Load Factor | Weighted Coinc. Factor | Bulk Energy (kWh) | Bulk Demand (kw) | Local Demand (kW) | PV Capital | PV Annual O&M | PV Period. Repl. | PV Total Costs | Levelized Cost mills/kWh | Energy | Bulk T&D Def. Cap. | Act C-E Credit | Total System Benefit | Total non-Consumer Cost | Bulk System B/C Ratio | Local T&D Def.Cap. | Non-E Value | Exter-nalities | Total Regional Benefit | Total Regional Cost | Total Regional B/C Ratio
| Block 5: 40< x <=50 m/kWh | 42.1921 | 21.7918 | 17.8 | 3.5594 | 25.3512 | 5263.4624 | 44.2117 | 30.5961 | 1.2069 | Category Totals (2000 $) |  | Savings Weighted Measure Data | [7 empty] | Savings |  |  | PV Costs |  |  |  | Lvl Cst | PV Bulk Power System Benefits | [5 empty] | PV Regional Benefits | [17 empty] | Premium HVAC Equipment-Large Off-New | 15 | 7.1732 | 0.85 | 0 | 0 |  | 0.17 | 0 | 7.7202 | 0 | 0.0051841 | 1.0413 | 0 | 0 | 1.0413 | 9.9246 | 5.5984 | 0 | 0.67566 | 6.2741 | 0.8504 | 7.3778 | 1.4091 | 0 | 0 | 7.6831 | 1.0413 | 7.3785 | [12 empty] | Premium HVAC Equipment-Large Off-New | 15 | 9.6149 | 1.14 | 0 | 0 |  | 0.17 | 0 | 10.3481 | 0 | 0.0069487 | 1.3956 | 0 | 0 | 1.3956 | 9.924 | 7.504 | 0 | 0.90564 | 8.4097 | 1.1398 | 7.3782 | 1.8887 | 0 | 0 | 10.2984 | 1.3956 | 7.3789
| Block 6: 50< x <=60 m/kWh | 8.2169 | 4.8734 | 3.98 | 0.796 | 5.6694 | 6044.1118 | 50.769 | 5.9586 | 1.051 |  | Category | Weighted Measure Life | Site Savings (kWh) | Capital Cost ($/unit) | Annual O&M Cost ($/unit) | Per. Repl. Cost ($/unit) | Load Shape | Weighted Load Factor | Weighted Coinc. Factor | Bulk Energy (kWh) | Bulk Demand (kw) | Local Demand (kW) | PV Capital | PV Annual O&M | PV Period. Repl. | PV Total Costs | Levelized Cost mills/kWh | Energy | Bulk T&D Def. Cap. | Act C-E Credit | Total System Benefit | Total non-Consumer Cost | Bulk System B/C Ratio | Local T&D Def.Cap. | Non-E Value | Exter-nalities | Total Regional Benefit | Total Regional Cost | Total Regional B/C Ratio | [12 empty] | Premium HVAC Equipment-Anchor-New | 15 | 2.2583 | 1.03 | 0 | 0 |  | 0.17 | 0 | 2.4305 | 0 | 0.0016321 | 1.2663 | 0 | 0 | 1.2663 | 38.3372 | 1.7625 | 0 | 0.21271 | 1.9752 | 1.0342 | 1.9099 | 0.44362 | 0 | 0 | 2.4189 | 1.2663 | 1.9101 | [12 empty] | Premium HVAC Equipment-Anchor-New | 15 | 0.81561 | 0.37 | 0 | 0 |  | 0.17 | 0 | 0.8778 | 0 | 0.00058945 | 0.45734 | 0 | 0 | 0.45734 | 38.3363 | 0.63655 | 0 | 0.076823 | 0.71337 | 0.3735 | 1.91 | 0.16022 | 0 | 0 | 0.87359 | 0.45734 | 1.9102
| Block 7: 60m/kWh < x | 51.5751 | 53.7658 | 43.91 | 8.7819 | 62.5477 | 10623.7041 | 89.2364 | 37.4003 | 0.59795 |  | Premium HVAC Equipment-Large Off-NR | 15 | 9.0435 | 0.96 | 0 | 0 |  | 0.17 | 0 | 9.7331 | 0 | 0.0065358 | 1.1815 | 0 | 0 | 1.1815 | 8.932 | 7.0581 | 0 | 0.85182 | 7.9099 | 0.9649 | 8.1976 | 1.7765 | 0 | 0 | 9.6864 | 1.1815 | 8.1985 | [12 empty] | Premium HVAC Equipment-Hospital-New | 15 | 1.2004 | 0.58 | 0 | 0 |  | 0.17 | 0 | 1.292 | 0 | 0.00086755 | 0.70774 | 0 | 0 | 0.70774 | 40.3087 | 0.93687 | 0 | 0.11307 | 1.0499 | 0.578 | 1.8165 | 0.23581 | 0 | 0 | 1.2857 | 0.70774 | 1.8167 | [12 empty] | Premium HVAC Equipment-Hospital-New | 15 | 4.958 | 2.39 | 0 | 0 |  | 0.17 | 0 | 5.336 | 0 | 0.0035831 | 2.923 | 0 | 0 | 2.923 | 40.3078 | 3.8695 | 0 | 0.467 | 4.3365 | 2.3872 | 1.8165 | 0.97392 | 0 | 0 | 5.3104 | 2.923 | 1.8167
[12 empty] | Premium HVAC Equipment-Anchor-NR | 15 | 7.1961 | 2.97 | 0 | 0 |  | 0.17 | 0 | 7.7448 | 0 | 0.0052006 | 3.6315 | 0 | 0 | 3.6315 | 34.5025 | 5.6162 | 0 | 0.67781 | 6.294 | 2.9658 | 2.1222 | 1.4136 | 0 | 0 | 7.7076 | 3.6315 | 2.1224 | [12 empty] | Premium HVAC Equipment-Restaurant-New | 15 | 1.6008 | 0.82 | 0 | 0 |  | 0.17 | 0 | 1.7229 | 0 | 0.0011569 | 1.0061 | 0 | 0 | 1.0061 | 42.9713 | 1.2494 | 0 | 0.15078 | 1.4001 | 0.8217 | 1.704 | 0.31446 | 0 | 0 | 1.7146 | 1.0061 | 1.7041 | [12 empty] | Premium HVAC Equipment-Restaurant-New | 15 | 0.43361 | 0.22 | 0 | 0 |  | 0.17 | 0 | 0.46667 | 0 | 0.00031337 | 0.27257 | 0 | 0 | 0.27257 | 42.9766 | 0.33841 | 0 | 0.040842 | 0.37925 | 0.2226 | 1.7037 | 0.085176 | 0 | 0 | 0.46443 | 0.27257 | 1.7039
[12 empty] | Premium HVAC Equipment-Hospital-NR | 15 | 1.325 | 0.57 | 0 | 0 |  | 0.17 | 0 | 1.426 | 0 | 0.00095759 | 0.70309 | 0 | 0 | 0.70309 | 36.2785 | 1.0341 | 0 | 0.1248 | 1.1589 | 0.5742 | 2.0183 | 0.26028 | 0 | 0 | 1.4192 | 0.70309 | 2.0185 | [12 empty] | Premium HVAC Equipment-Medium Off-New | 15 | 7.2871 | 3.74 | 0 | 0 |  | 0.17 | 0 | 7.8428 | 0 | 0.0052664 | 4.5835 | 0 | 0 | 4.5835 | 43.0034 | 5.6873 | 0 | 0.68638 | 6.3736 | 3.7433 | 1.7027 | 1.4314 | 0 | 0 | 7.8051 | 4.5835 | 1.7029 | [12 empty] | Premium HVAC Equipment-Medium Off-New | 15 | 7.3257 | 3.76 | 0 | 0 |  | 0.17 | 0 | 7.8842 | 0 | 0.0052943 | 4.6078 | 0 | 0 | 4.6078 | 43.0034 | 5.7174 | 0 | 0.69001 | 6.4074 | 3.7631 | 1.7027 | 1.439 | 0 | 0 | 7.8464 | 4.6078 | 1.7029
NR | Natural Replacement | [10 empty] | Premium HVAC Equipment-Restaurant-NR | 15 | 3.257 | 1.5 | 0 | 0 |  | 0.17 | 0 | 3.5054 | 0 | 0.0023539 | 1.8425 | 0 | 0 | 1.8425 | 38.675 | 2.542 | 0 | 0.30678 | 2.8488 | 1.5047 | 1.8932 | 0.6398 | 0 | 0 | 3.4886 | 1.8425 | 1.8934 | [12 empty] | Premium HVAC Equipment-Small Box-New | 15 | 8.5282 | 4.41 | 0 | 0 |  | 0.17 | 0 | 9.1785 | 0 | 0.0061634 | 5.4028 | 0 | 0 | 5.4028 | 43.3132 | 6.6559 | 0 | 0.80328 | 7.4592 | 4.4124 | 1.6905 | 1.6752 | 0 | 0 | 9.1344 | 5.4028 | 1.6907 | [12 empty] | Premium HVAC Equipment-Small Box-New | 15 | 2.31 | 1.2 | 0 | 0 |  | 0.17 | 0 | 2.4862 | 0 | 0.0016695 | 1.4635 | 0 | 0 | 1.4635 | 43.314 | 1.8029 | 0 | 0.21758 | 2.0205 | 1.1952 | 1.6905 | 0.45377 | 0 | 0 | 2.4742 | 1.4635 | 1.6906
| PRE2002 Stock Remaining in 2025 | 2119754.328 | PRE2002 | 2025 | [7 empty] | Premium HVAC Equipment-Medium Off-NR | 15 | 5.4326 | 2.51 | 0 | 0 |  | 0.17 | 0 | 5.8469 | 0 | 0.0039262 | 3.0754 | 0 | 0 | 3.0754 | 38.7029 | 4.2399 | 0 | 0.51171 | 4.7516 | 2.5116 | 1.8919 | 1.0672 | 0 | 0 | 5.8188 | 3.0754 | 1.8921 | [12 empty] | Premium HVAC Equipment-High End-New | 15 | 2.1321 | 1.1 | 0 | 0 |  | 0.17 | 0 | 2.2946 | 0 | 0.0015408 | 1.3507 | 0 | 0 | 1.3507 | 43.3132 | 1.664 | 0 | 0.20082 | 1.8648 | 1.1031 | 1.6905 | 0.41881 | 0 | 0 | 2.2836 | 1.3507 | 1.6907 | [12 empty] | Premium HVAC Equipment-High End-New | 15 | 0.57751 | 0.3 | 0 | 0 |  | 0.17 | 0 | 0.62154 | 0 | 0.00041737 | 0.36587 | 0 | 0 | 0.36587 | 43.314 | 0.45072 | 0 | 0.054396 | 0.50511 | 0.2988 | 1.6905 | 0.11344 | 0 | 0 | 0.61856 | 0.36587 | 1.6906
| Cumulative NR Premium HVAC Equipment-NR in 2025 | 698289.7941 | NR Cumulative | NR Rate 1.5% | [7 empty] | Premium HVAC Equipment-High End-NR | 15 | 4.3984 | 2.05 | 0 | 0 |  | 0.17 | 0 | 4.7338 | 0 | 0.0031788 | 2.5078 | 0 | 0 | 2.5078 | 38.9814 | 3.4328 | 0 | 0.41429 | 3.8471 | 2.0481 | 1.8784 | 0.86401 | 0 | 0 | 4.7111 | 2.5078 | 1.8785 | [12 empty] | Premium HVAC Equipment-Small Off-New | 15 | 7.0913 | 4.11 | 0 | 0 |  | 0.17 | 0 | 7.632 | 0 | 0.0051249 | 5.0294 | 0 | 0 | 5.0294 | 48.4892 | 5.5344 | 0 | 0.66794 | 6.2024 | 4.1074 | 1.5101 | 1.393 | 0 | 0 | 7.5954 | 5.0294 | 1.5102 | [12 empty] | Premium HVAC Equipment-Small Off-New | 15 | 3.2339 | 1.87 | 0 | 0 |  | 0.17 | 0 | 3.4805 | 0 | 0.0023372 | 2.2937 | 0 | 0 | 2.2937 | 48.4906 | 2.5239 | 0 | 0.30461 | 2.8285 | 1.8732 | 1.51 | 0.63526 | 0 | 0 | 3.4638 | 2.2937 | 1.5102
|  | 33251.895 | [9 empty] | Premium HVAC Equipment-Small Box-NR | 15 | 17.5937 | 8.19 | 0 | 0 |  | 0.17 | 0 | 18.9352 | 0 | 0.012715 | 10.0316 | 0 | 0 | 10.0316 | 38.9823 | 13.7311 | 0 | 1.6572 | 15.3883 | 8.1926 | 1.8783 | 3.456 | 0 | 0 | 18.8443 | 10.0316 | 1.8785 | [12 empty] | Premium HVAC Equipment-Big Box-New | 15 | 15.0555 | 10.61 | 0 | 0 |  | 0.17 | 0 | 16.2035 | 0 | 0.010881 | 12.9877 | 0 | 0 | 12.9877 | 58.9783 | 11.7502 | 0 | 1.4181 | 13.1683 | 10.6068 | 1.2415 | 2.9574 | 0 | 0 | 16.1257 | 12.9877 | 1.2416 | [12 empty] | Premium HVAC Equipment-Big Box-New | 15 | 4.0781 | 2.87 | 0 | 0 |  | 0.17 | 0 | 4.389 | 0 | 0.0029472 | 3.518 | 0 | 0 | 3.518 | 58.9795 | 3.1827 | 0 | 0.38412 | 3.5669 | 2.8731 | 1.2415 | 0.80108 | 0 | 0 | 4.3679 | 3.518 | 1.2416
|  | Annually |  | 20 Years | [7 empty] | Premium HVAC Equipment-Small Off-NR | 15 | 7.6347 | 3.98 | 0 | 0 |  | 0.17 | 0 | 8.2169 | 0 | 0.0055176 | 4.8734 | 0 | 0 | 4.8734 | 43.6408 | 5.9586 | 0 | 0.71912 | 6.6777 | 3.98 | 1.6778 | 1.4997 | 0 | 0 | 8.1774 | 4.8734 | 1.678 | [12 empty] | Premium HVAC Equipment-Other-New | 15 | 30.098 | 21.74 | 0 | 0 |  | 0.17 | 0 | 32.3929 | 0 | 0.021752 | 26.6167 | 0 | 0 | 26.6167 | 60.4609 | 23.4901 | 0 | 2.835 | 26.3251 | 21.7374 | 1.2111 | 5.9123 | 0 | 0 | 32.2374 | 26.6167 | 1.2112 | [12 empty] | Premium HVAC Equipment-OtherHealth-New | 15 | 6.1384 | 4.43 | 0 | 0 |  | 0.17 | 0 | 6.6065 | 0 | 0.0044363 | 5.4284 | 0 | 0 | 5.4284 | 60.4608 | 4.7908 | 0 | 0.57819 | 5.369 | 4.4333 | 1.2111 | 1.2058 | 0 | 0 | 6.5748 | 5.4284 | 1.2112
|  | kWh | MWa | kWh | MWa | lvl cost | TRC B/C | Annual Capital $Million | 2025 Capital $Million |  |  | Premium HVAC Equipment-Big Box-NR | 15 | 10.7625 | 6.82 | 0 | 0 |  | 0.17 | 0 | 11.5831 | 0 | 0.0077781 | 8.3559 | 0 | 0 | 8.3559 | 53.0807 | 8.3996 | 0 | 1.0137 | 9.4134 | 6.8241 | 1.3794 | 2.1141 | 0 | 0 | 11.5275 | 8.3559 | 1.3796 | [12 empty] | Premium HVAC Equipment-OtherHealth-New | 15 | 1.9816 | 1.43 | 0 | 0 |  | 0.17 | 0 | 2.1327 | 0 | 0.0014321 | 1.7525 | 0 | 0 | 1.7525 | 60.4614 | 1.5466 | 0 | 0.18665 | 1.7332 | 1.4312 | 1.211 | 0.38927 | 0 | 0 | 2.1225 | 1.7525 | 1.2112 | [12 empty] | Premium HVAC Equipment-University-New | 15 | 4.2923 | 3.1 | 0 | 0 |  | 0.17 | 0 | 4.6196 | 0 | 0.0031021 | 3.7958 | 0 | 0 | 3.7958 | 60.4609 | 3.35 | 0 | 0.4043 | 3.7543 | 3.1 | 1.2111 | 0.84316 | 0 | 0 | 4.5974 | 3.7958 | 1.2112
| Measures with B/C>1.00 | 2385000.4981 | 0.27226 | 50085010.4595 | 5.7175 | 43.2059 | 1.235 | 1.4004 | 29.409 |  |  | Premium HVAC Equipment-University-NR | 15 | 1.5226 | 0.99 | 0 | 0 |  | 0.17 | 0 | 1.6387 | 0 | 0.0011004 | 1.2119 | 0 | 0 | 1.2119 | 54.4147 | 1.1883 | 0 | 0.14342 | 1.3318 | 0.9897 | 1.3456 | 0.2991 | 0 | 0 | 1.6309 | 1.2119 | 1.3457 | [12 empty] | Premium HVAC Equipment-University-New | 15 | 1.0393 | 0.75 | 0 | 0 |  | 0.17 | 0 | 1.1185 | 0 | 0.00075107 | 0.91908 | 0 | 0 | 0.91908 | 60.4632 | 0.81109 | 0 | 0.097888 | 0.90898 | 0.7506 | 1.211 | 0.20415 | 0 | 0 | 1.1131 | 0.91908 | 1.2111 | [12 empty] | Premium HVAC Equipment-Other-New | 15 | 13.3301 | 9.63 | 0 | 0 |  | 0.17 | 0 | 14.3465 | 0 | 0.0096337 | 11.7883 | 0 | 0 | 11.7883 | 60.461 | 10.4035 | 0 | 1.2556 | 11.6591 | 9.6273 | 1.211 | 2.6185 | 0 | 0 | 14.2776 | 11.7883 | 1.2112
| Categories with B/C>1.00 | 0 | 0 | 0 | 0 | 0 | 0 |  |  |  |  | Premium HVAC Equipment-Other-NR | 15 | 26.0795 | 16.95 | 0 | 0 |  | 0.17 | 0 | 28.0681 | 0 | 0.018848 | 20.7568 | 0 | 0 | 20.7568 | 54.4149 | 20.3539 | 0 | 2.4565 | 22.8104 | 16.9517 | 1.3456 | 5.1229 | 0 | 0 | 27.9333 | 20.7568 | 1.3457 | [12 empty] | Premium HVAC Equipment-K-12-New | 15 | 1.3449 | 1.34 | 0 | 0 |  | 0.17 | 0 | 1.4475 | 0 | 0.00097197 | 1.6468 | 0 | 0 | 1.6468 | 83.7142 | 1.0496 | 0 | 0.12668 | 1.1763 | 1.3449 | 0.87466 | 0.26419 | 0 | 0 | 1.4405 | 1.6468 | 0.87474 | [12 empty] | Premium HVAC Equipment-K-12-New | 15 | 4.1661 | 4.17 | 0 | 0 |  | 0.17 | 0 | 4.4837 | 0 | 0.0030108 | 5.1012 | 0 | 0 | 5.1012 | 83.7158 | 3.2514 | 0 | 0.39241 | 3.6438 | 4.1661 | 0.87464 | 0.81836 | 0 | 0 | 4.4622 | 5.1012 | 0.87473
| % of Measures with B/C >1.00 | 2592915.101 | 0.29599 | 54451217.1217 | 6.2159 | 62.3971 | 0.85515 |  |  |  |  | Premium HVAC Equipment-OtherHealth-NR | 15 | 2.1873 | 1.42 | 0 | 0 |  | 0.17 | 0 | 2.3541 | 0 | 0.0015808 | 1.7409 | 0 | 0 | 1.7409 | 54.4166 | 1.7071 | 0 | 0.20603 | 1.9131 | 1.4218 | 1.3456 | 0.42967 | 0 | 0 | 2.3428 | 1.7409 | 1.3457 | [12 empty] | Premium HVAC Equipment-Lodging-New | 15 | 3.4721 | 3.47 | 0 | 0 |  | 0.17 | 0 | 3.7369 | 0 | 0.0025093 | 4.2515 | 0 | 0 | 4.2515 | 83.7144 | 2.7098 | 0 | 0.32704 | 3.0369 | 3.4721 | 0.87466 | 0.68205 | 0 | 0 | 3.7189 | 4.2515 | 0.87474 | [12 empty] | Premium HVAC Equipment-Lodging-New | 15 | 0.94049 | 0.94 | 0 | 0 |  | 0.17 | 0 | 1.0122 | 0 | 0.00067969 | 1.1516 | 0 | 0 | 1.1516 | 83.7161 | 0.73401 | 0 | 0.088586 | 0.8226 | 0.9405 | 0.87464 | 0.18475 | 0 | 0 | 1.0073 | 1.1516 | 0.87472
| Block 1: x <=10 m/kWh | 0 | 0 | 0 | 0 | 0 | 0 |  |  |  |  | Premium HVAC Equipment-K-12-NR | 15 | 1.9704 | 1.77 | 0 | 0 |  | 0.17 | 0 | 2.1207 | 0 | 0.0014241 | 2.1715 | 0 | 0 | 2.1715 | 75.3434 | 1.5378 | 0 | 0.1856 | 1.7234 | 1.7734 | 0.97183 | 0.38707 | 0 | 0 | 2.1105 | 2.1715 | 0.97193 | [12 empty] | Premium HVAC Equipment-Supermarket-New | 15 | 0.17905 | 0.2 | 0 | 0 |  | 0.17 | 0 | 0.1927 | 0 | 0.0001294 | 0.24355 | 0 | 0 | 0.24355 | 92.9975 | 0.13974 | 0 | 0.016865 | 0.1566 | 0.1989 | 0.78735 | 0.035171 | 0 | 0 | 0.19177 | 0.24355 | 0.78742 | [12 empty] | Premium HVAC Equipment-Supermarket-New | 15 | 0.17999 | 0.2 | 0 | 0 |  | 0.17 | 0 | 0.19372 | 0 | 0.00013008 | 0.24489 | 0 | 0 | 0.24489 | 93.0196 | 0.14048 | 0 | 0.016954 | 0.15743 | 0.2 | 0.78716 | 0.035357 | 0 | 0 | 0.19279 | 0.24489 | 0.78724
| Block 2: 10< x <=20 m/kWh | 323644.2217 | 0.036946 | 6796528.655 | 0.77586 | 10.3909 | 5.1351 |  |  |  |  | Premium HVAC Equipment-Lodging-NR | 15 | 4.0503 | 3.65 | 0 | 0 |  | 0.17 | 0 | 4.3591 | 0 | 0.0029272 | 4.4635 | 0 | 0 | 4.4635 | 75.3444 | 3.1611 | 0 | 0.3815 | 3.5426 | 3.6453 | 0.97182 | 0.79562 | 0 | 0 | 4.3382 | 4.4635 | 0.97192 | [12 empty] | Premium HVAC Equipment-MIniMart-New | 15 | 0.33513 | 0.48 | 0 | 0 |  | 0.17 | 0 | 0.36068 | 0 | 0.0002422 | 0.59276 | 0 | 0 | 0.59276 | 120.9274 | 0.26155 | 0 | 0.031566 | 0.29312 | 0.4841 | 0.6055 | 0.065832 | 0 | 0 | 0.35895 | 0.59276 | 0.60556 | [12 empty] | Premium HVAC Equipment-MIniMart-New | 15 | 0.090776 | 0.13 | 0 | 0 |  | 0.17 | 0 | 0.097698 | 0 | 6.5604e-05 | 0.16053 | 0 | 0 | 0.16053 | 120.9023 | 0.070847 | 0 | 0.0085503 | 0.079397 | 0.1311 | 0.60562 | 0.017832 | 0 | 0 | 0.097229 | 0.16053 | 0.60568
| Block 3: 20< x <=30 m/kWh | 0 | 0 | 0 | 0 | 0 | 0 |  |  |  |  | Premium HVAC Equipment-Supermarket-NR | 15 | 0.78077 | 0.78 | 0 | 0 |  | 0.17 | 0 | 0.84031 | 0 | 0.00056427 | 0.95606 | 0 | 0 | 0.95606 | 83.7179 | 0.60936 | 0 | 0.073542 | 0.6829 | 0.7808 | 0.87462 | 0.15337 | 0 | 0 | 0.83627 | 0.95606 | 0.87471 | [12 empty] | Premium HVAC Equipment-Warehouse-New | 15 | 0.10755 | 15.53 | 0 | 0 |  | 0.17 | 0 | 0.11575 | 0 | 7.7725e-05 | 19.0216 | 0 | 0 | 19.0216 | 12092.1786 | 0.083936 | 0 | 0.01013 | 0.094066 | 15.5346 | 0.0060553 | 0.021126 | 0 | 0 | 0.11519 | 19.0216 | 0.0060559 | [12 empty] | Premium HVAC Equipment-Warehouse-New | 15 | 0.029131 | 4.21 | 0 | 0 |  | 0.17 | 0 | 0.031352 | 0 | 2.1053e-05 | 5.1523 | 0 | 0 | 5.1523 | 12092.1087 | 0.022736 | 0 | 0.0027439 | 0.025479 | 4.2078 | 0.0060553 | 0.0057224 | 0 | 0 | 0.031202 | 5.1523 | 0.0060559
| Block 4: 30< x <=40 m/kWh | 0 | 0 | 0 | 0 | 0 | 0 |  |  |  |  | Premium HVAC Equipment-MIniMart-NR | 15 | 0.48385 | 0.63 | 0 | 0 |  | 0.17 | 0 | 0.52074 | 0 | 0.00034968 | 0.77019 | 0 | 0 | 0.77019 | 108.8292 | 0.37762 | 0 | 0.045574 | 0.4232 | 0.629 | 0.67281 | 0.095045 | 0 | 0 | 0.51824 | 0.77019 | 0.67287
| Block 5: 40< x <=50 m/kWh | 1402968.6617 | 0.16016 | 29462341.8961 | 3.3633 | 44.2117 | 1.2069 |  |  |  |  | Premium HVAC Equipment-Warehouse-NR | 15 | 0.083798 | 10.89 | 0 | 0 |  | 0.17 | 0 | 0.090188 | 0 | 6.0561e-05 | 13.3391 | 0 | 0 | 13.3391 | 10882.972 | 0.065401 | 0 | 0.0078931 | 0.073294 | 10.8938 | 0.0067281 | 0.016461 | 0 | 0 | 0.089755 | 13.3391 | 0.0067287
| Block 6: 50< x <=60 m/kWh | 273226.7948 | 0.03119 | 5737762.6898 | 0.655 | 50.769 | 1.051 | [44 empty] | Totals for Measures/Categories with Benefits Exceeding Costs | [40 empty] | Totals for Measures/Categories with Benefits Exceeding Costs
| Block 7: 60m/kWh < x | 1714968.7333 | 0.19577 | 36014343.4003 | 4.1112 | 89.2364 | 0.59795 | [45 empty] | Totals Basis | Busbar Savings | PV Cost | First Cost | Admin Cost | Program Cost | Program $/KWa | Levelized Cost | PV Benefits | B/C Ratio | [31 empty] | Totals Basis | Busbar Savings | PV Cost | First Cost | Admin Cost | Program Cost | Program $/KWa | Levelized Cost | PV Benefits | B/C Ratio
[11 empty] | Totals for Measures/Categories with Benefits Exceeding Costs | [41 empty] | Measures with B/C>1.00 | 40.1134 | 20.388 | 16.65 | 3.3301 | 23.7181 | 5179.5693 | 43.5071 | 29.0887 | 1.2264 | [31 empty] | Measures with B/C>1.00 | 31.501 | 13.7794 | 11.25 | 2.2507 | 16.0301 | 4457.748 | 37.4439 | 22.8433 | 1.425
[12 empty] | Totals Basis | Busbar Savings | PV Cost | First Cost | Admin Cost | Program Cost | Program $/KWa | Levelized Cost | PV Benefits | B/C Ratio | [31 empty] | Categories with B/C>1.00 | 0 | 0 | 0 | 0 | 0 | 0 | 0 | 70.9314 | 0 | [31 empty] | Categories with B/C>1.00 | 0 | 0 | 0 | 0 | 0 | 0 | 0 | 48.7899 | 0
[12 empty] | Measures with B/C>1.00 | 71.7253 | 36.2026 | 29.57 | 5.9132 | 42.1158 | 5143.7139 | 43.2059 | 52.0124 | 1.235 | [31 empty] | % of Measures with B/C >1.00 | 51.0578 | 52.7009 | 43.0399 | 8.608 | 61.3089 | 10518.7842 | 88.3551 | 37.0252 | 0.60391 | [31 empty] | % of Measures with B/C >1.00 | 37.9014 | 33.9508 | 27.727 | 5.5454 | 39.4962 | 9128.6045 | 76.6779 | 27.4847 | 0.69588
Premium HVAC Equipment-New-IntD | [11 empty] | Categories with B/C>1.00 | 0 | 0 | 0 | 0 | 0 | 0 | 0 | 81.0131 | 0 | [31 empty] | Block 1: x <=10 m/kWh | 0 | 0 | 0 | 0 | 0 | 0 | 0 | 0 | 0 | [31 empty] | Block 1: x <=10 m/kWh | 0 | 0 | 0 | 0 | 0 | 0 | 0 | 0 | 0
Totals for Measures/Categories with Benefits Exceeding Costs | [11 empty] | % of Measures with B/C >1.00 | 77.978 | 56.8409 | 46.421 | 9.2842 | 66.1251 | 7428.4561 | 62.3971 | 56.5467 | 0.85515 | [31 empty] | Block 2: 10< x <=20 m/kWh | 7.7202 | 1.0413 | 0.85 | 0.17008 | 1.2114 | 1374.5182 | 11.5456 | 5.5984 | 4.6216 | [31 empty] | Block 2: 10< x <=20 m/kWh | 10.3481 | 1.3956 | 1.14 | 0.22796 | 1.6236 | 1374.4387 | 11.5449 | 7.504 | 4.6218
0 | Totals Basis | Busbar Savings | PV Cost | First Cost | Admin Cost | Program Cost | Program $/KWa | Levelized Cost | PV Benefits | B/C Ratio |  | Block 1: x <=10 m/kWh | 0 | 0 | 0 | 0 | 0 | 0 | 0 | 0 | 0 | [31 empty] | Block 3: 20< x <=30 m/kWh | 0 | 0 | 0 | 0 | 0 | 0 | 0 | 0 | 0 | [31 empty] | Block 3: 20< x <=30 m/kWh | 0 | 0 | 0 | 0 | 0 | 0 | 0 | 0 | 0
| Measures with B/C>1.00 | 31.501 | 13.7794 | 11.25 | 2.2507 | 16.0301 | 4457.748 | 37.4439 | 22.8433 | 1.425 |  | Block 2: 10< x <=20 m/kWh | 9.7331 | 1.1815 | 0.96 | 0.19298 | 1.3745 | 1237.0497 | 10.3909 | 7.0581 | 5.1351 | [31 empty] | Block 4: 30< x <=40 m/kWh | 0 | 0 | 0 | 0 | 0 | 0 | 0 | 0 | 0 | [31 empty] | Block 4: 30< x <=40 m/kWh | 0 | 0 | 0 | 0 | 0 | 0 | 0 | 0 | 0
| Categories with B/C>1.00 | 0 | 0 | 0 | 0 | 0 | 0 | 0 | 48.7899 | 0 |  | Block 3: 20< x <=30 m/kWh | 0 | 0 | 0 | 0 | 0 | 0 | 0 | 0 | 0 | [31 empty] | Block 5: 40< x <=50 m/kWh | 5.4453 | 2.9802 | 2.43 | 0.48678 | 3.467 | 5577.4199 | 46.8489 | 3.9488 | 1.139 | [31 empty] | Block 5: 40< x <=50 m/kWh | 6.6805 | 3.653 | 2.98 | 0.59666 | 4.2496 | 5572.4424 | 46.8071 | 4.8444 | 1.14
| % of Measures with B/C >1.00 | 37.9014 | 33.9508 | 27.727 | 5.5454 | 39.4962 | 9128.6045 | 76.6779 | 27.4847 | 0.69588 |  | Block 4: 30< x <=40 m/kWh | 0 | 0 | 0 | 0 | 0 | 0 | 0 | 0 | 0 | [31 empty] | Block 6: 50< x <=60 m/kWh | 26.9479 | 16.3665 | 13.37 | 2.6732 | 19.0397 | 6189.2725 | 51.9883 | 19.5416 | 1.0264 | [31 empty] | Block 6: 50< x <=60 m/kWh | 14.4725 | 8.7308 | 7.13 | 1.4261 | 10.1569 | 6147.8281 | 51.6402 | 10.4949 | 1.0333
| Block 1: x <=10 m/kWh | 0 | 0 | 0 | 0 | 0 | 0 | 0 | 0 | 0 |  | Block 5: 40< x <=50 m/kWh | 42.1921 | 21.7918 | 17.8 | 3.5594 | 25.3512 | 5263.4624 | 44.2117 | 30.5961 | 1.2069 | [31 empty] | Block 7: 60m/kWh < x | 57.7012 | 68.0321 | 55.56 | 11.1121 | 79.1442 | 12015.4121 | 100.9264 | 41.8427 | 0.52869 | [31 empty] | Block 7: 60m/kWh < x | 35.7803 | 36.3412 | 29.68 | 5.9358 | 42.277 | 10350.5723 | 86.9421 | 25.9465 | 0.61373
| Block 2: 10< x <=20 m/kWh | 10.3481 | 1.3956 | 1.14 | 0.22796 | 1.6236 | 1374.4387 | 11.5449 | 7.504 | 4.6218 |  | Block 6: 50< x <=60 m/kWh | 8.2169 | 4.8734 | 3.98 | 0.796 | 5.6694 | 6044.1118 | 50.769 | 5.9586 | 1.051
| Block 3: 20< x <=30 m/kWh | 0 | 0 | 0 | 0 | 0 | 0 | 0 | 0 | 0 |  | Block 7: 60m/kWh < x | 51.5751 | 53.7658 | 43.91 | 8.7819 | 62.5477 | 10623.7041 | 89.2364 | 37.4003 | 0.59795
| Block 4: 30< x <=40 m/kWh | 0 | 0 | 0 | 0 | 0 | 0 | 0 | 0 | 0
| Block 5: 40< x <=50 m/kWh | 6.6805 | 3.653 | 2.98 | 0.59666 | 4.2496 | 5572.4424 | 46.8071 | 4.8444 | 1.14
| Block 6: 50< x <=60 m/kWh | 14.4725 | 8.7308 | 7.13 | 1.4261 | 10.1569 | 6147.8281 | 51.6402 | 10.4949 | 1.0333
| Block 7: 60m/kWh < x | 35.7803 | 36.3412 | 29.68 | 5.9358 | 42.277 | 10350.5723 | 86.9421 | 25.9465 | 0.61373
New IntD | New Construction IntDesign
| POST2002 Remaining in 2025 | 1424828.369 | POST2002 | 2025
| Annual NR Lighting Systems | 59367.8487 | New Annually
|  | Annually |  | 20 Years
|  | kWh | MWa | kWh | MWa | lvl cost | TRC B/C | Annual Capital $Million | 2025 Capital $Million
| Measures with B/C>1.00 | 1870147.5356 | 0.21349 | 44883540.8533 | 5.1237 | 43.5071 | 1.2264 | 0.95167 | 22.8401
| Categories with B/C>1.00 | 0 | 0 | 0 | 0 | 0 | 0
| % of Measures with B/C >1.00 | 2250124.3976 | 0.25686 | 54002985.5423 | 6.1647 | 88.3551 | 0.60391
| Block 1: x <=10 m/kWh | 0 | 0 | 0 | 0 | 0 | 0
| Block 2: 10< x <=20 m/kWh | 614342.9798 | 0.07013 | 14744231.5163 | 1.6831 | 11.5456 | 4.6216
| Block 3: 20< x <=30 m/kWh | 0 | 0 | 0 | 0 | 0 | 0
| Block 4: 30< x <=40 m/kWh | 0 | 0 | 0 | 0 | 0 | 0
| Block 5: 40< x <=50 m/kWh | 396605.7031 | 0.045275 | 9518536.8753 | 1.0866 | 46.8489 | 1.139
| Block 6: 50< x <=60 m/kWh | 859198.8526 | 0.098082 | 20620772.4617 | 2.354 | 51.9883 | 1.0264
| Block 7: 60m/kWh < x | 2124200.2485 | 0.24249 | 50980805.9638 | 5.8197 | 100.9264 | 0.52869
| 0 | Savings Weighted Measure Data | 0 | 0 | 0 | 0
| Category | Weighted Measure Life | Site Savings (kWh) | Capital Cost ($/unit) | Annual O&M Cost ($/unit) | Per. Repl. Cost ($/unit)
| Premium HVAC Equipment-Large Off-New | 15 | 9.6149 | 1.14 | 0 | 0
| Premium HVAC Equipment-Anchor-New | 15 | 0.81561 | 0.37 | 0 | 0
| Premium HVAC Equipment-Hospital-New | 15 | 4.958 | 2.39 | 0 | 0
| Premium HVAC Equipment-Restaurant-New | 15 | 0.43361 | 0.22 | 0 | 0
| Premium HVAC Equipment-Medium Off-New | 15 | 7.3257 | 3.76 | 0 | 0
| Premium HVAC Equipment-Small Box-New | 15 | 2.31 | 1.2 | 0 | 0
| Premium HVAC Equipment-High End-New | 15 | 0.57751 | 0.3 | 0 | 0
| Premium HVAC Equipment-Small Off-New | 15 | 3.2339 | 1.87 | 0 | 0
| Premium HVAC Equipment-Big Box-New | 15 | 4.0781 | 2.87 | 0 | 0
| Premium HVAC Equipment-OtherHealth-New | 15 | 6.1384 | 4.43 | 0 | 0
| Premium HVAC Equipment-University-New | 15 | 4.2923 | 3.1 | 0 | 0
| Premium HVAC Equipment-Other-New | 15 | 13.3301 | 9.63 | 0 | 0
| Premium HVAC Equipment-K-12-New | 15 | 4.1661 | 4.17 | 0 | 0
| Premium HVAC Equipment-Lodging-New | 15 | 0.94049 | 0.94 | 0 | 0
| Premium HVAC Equipment-Supermarket-New | 15 | 0.17999 | 0.2 | 0 | 0
| Premium HVAC Equipment-MIniMart-New | 15 | 0.090776 | 0.13 | 0 | 0
| Premium HVAC Equipment-Warehouse-New | 15 | 0.029131 | 4.21 | 0 | 0
| Total | 15 | 62.5146 | 40.93 | 0 | 0
Note on BH5: Tom Eckman: Annual value of natural gas savings at an avoided cost of $0.30/Therm (1997$).
Note on BJ5: Tom Eckman: Annual avoided cost of end user's water and waste water treatment costs and detergent savings.
Note on CX5: Tom Eckman: Annual value of natural gas savings at an avoided cost of $0.30/Therm (1997$).
Note on CZ5: Tom Eckman: Annual avoided cost of end user's water and waste water treatment costs and detergent savings.