## Summary
'file:///tmp/in/input.xls'#$Summary
|  | Resuslts From | 2004-04-09 | 12:38
|  | MC file | MidC_DraftPlan_122903
|  | CHAR file | 2004-04-09
Grocery Refrigeration Package
Totals for Measures/Categories with Benefits Exceeding Costs
0 | Totals Basis | Busbar Savings | PV Cost | First Cost | Admin Cost | Program Cost | Program $/KWa | Levelized Cost | PV Benefits | B/C Ratio
0 | Measures with B/C>1.00 | 4.4381 | 1.0157 | 0.70099 | 0.1402 | 1.1559 | 2281.4697 | 19.1638 | 2.1536 | 1.8632
0 | Categories with B/C>1.00 | 0 | 0 | 0 | 0 | 0 | 0 | 0 | 2.9154 | 0
0 | % of Measures with B/C >1.00 | 4.3386 | 1.5661 | 1.1389 | 0.22778 | 1.7939 | 3622.0308 | 30.4241 | 2.1054 | 1.1736
0 | Block 1: x <=10 m/kWh | 0.90921 | 0.039573 | 0.016813 | 0.0033625 | 0.042935 | 413.6664 | 3.4747 | 0.4412 | 10.2761
0 | Block 2: 10< x <=20 m/kWh | 1.6438 | 0.32552 | 0.21514 | 0.043028 | 0.36855 | 1964.0686 | 16.4977 | 0.79766 | 2.1643
0 | Block 3: 20< x <=30 m/kWh | 0.84706 | 0.23305 | 0.1847 | 0.036939 | 0.26999 | 2792.1138 | 23.453 | 0.41104 | 1.5225
0 | Block 4: 30< x <=40 m/kWh | 1.0381 | 0.41753 | 0.28434 | 0.056869 | 0.4744 | 4003.3318 | 33.627 | 0.50374 | 1.0618
0 | Block 5: 40< x <=50 m/kWh | 0.25794 | 0.14453 | 0.12375 | 0.02475 | 0.16928 | 5749.062 | 48.2906 | 0.12517 | 0.7394
0 | Block 6: 50< x <=60 m/kWh | 0.27739 | 0.19029 | 0.094072 | 0.018814 | 0.20911 | 6603.7671 | 55.4699 | 0.1346 | 0.6437
0 | Block 7: 60m/kWh < x | 1.0345 | 1.7287 | 1.4802 | 0.29603 | 2.0248 | 17145.7266 | 144.0197 | 0.50199 | 0.24793
| Stock of Grocery Floor Area in 2025 | 79810430.9463
|  | Annually |  | 20 Years
|  | kWh | MWa | kWh | MWa | lvl cost | B/C | Annual Capital $Million | 2025 Capital $Million
| Measures with B/C>1.00 | 0 | 0 | 354210230.665 | 40.435 | 19.1638 | 1.8632 | 0 | 67.1358
| Categories with B/C>1.00 | 0 | 0 | 0 | 0 | 0 | 0
| % of Measures with B/C >1.00 | 0 | 0 | 346269131.459 | 39.5284 | 30.4241 | 1.1736
| Block 1: x <=10 m/kWh | 0 | 0 | 72564652.3583 | 8.2836 | 3.4747 | 10.2761
| Block 2: 10< x <=20 m/kWh | 0 | 0 | 131191796.7588 | 14.9762 | 16.4977 | 2.1643
| Block 3: 20< x <=30 m/kWh | 0 | 0 | 67604428.1516 | 7.7174 | 23.453 | 1.5225
| Block 4: 30< x <=40 m/kWh | 0 | 0 | 82849353.3963 | 9.4577 | 33.627 | 1.0618
| Block 5: 40< x <=50 m/kWh | 0 | 0 | 20586044.4214 | 2.35 | 48.2906 | 0.7394
| Block 6: 50< x <=60 m/kWh | 0 | 0 | 22138345.7682 | 2.5272 | 55.4699 | 0.6437
| Block 7: 60m/kWh < x | 0 | 0 | 82562138.7256 | 9.4249 | 144.0197 | 0.24793

## ProData
Program Parameters |  | Sponsor Parameters
Program Life (yrs) | 20 |  |  | Spon 1 | Spon 2 | Spon 3 | Cust
Program Start Date | 2005 | Real AT Cost of Cap |  | 7% | 5% | 4% | 5%
Present Value Time Zero | 2000 | Financial Life (yrs) |  | 10 | 10 | 15 | 1
Cost Reference Yr | 2000 | Weight |  | 0% | 0% | 100%
Real Discount Rate | 4%
Inflation Rate (Currently NA) | 0% | Run Tabs: |  | TRUE
Capital Real Escalation Rt | 0% | Summary | FALSE
Sponsor Share of First Cost | 100% | xNov03 | FALSE
Sponsor Share of Replace Cost | 0% | MDataWt | TRUE
Sponsor Share of O&M | 0% | MDataRAW | TRUE
Last Sponsor O&M Yr | 20 | MMap | FALSE
Bulk Power T&D Loss Factor | 2.5% | Data | FALSE
Bulk Power T&D Credit ($/kw-yr) | 3 | Notes & Source | FALSE
Local Power T&D Loss Factor | 5% | To Do | FALSE
Local Power T&D Credit ($/kw-yr) | 20 |  | FALSE
Externalities Credit (m/kwh) | 0 |  | FALSE
Regional Act C/E Credit (%) | 10%
Admin Cost (% of First Cost) | 20%
Cost Coeff of Variation | 25%
Marg Cost / Save Shape File | Q:\CG\Main\Plan 5\Commercial\Assessment\HVAC\MC_AND_LOADSHAPE.XLS
Electric Marginal Cost Tab | MidC_DraftPlan_122903
Savings Shape Tab | Conservation Load Shapes
Note on B7: Currently not used, Hardwired in code to zero until chance to fully implement.

## MDataWt
Data Set Name
Weighted by Applicability and Remaining
Input Data | [7 empty] | Periodic O&M | [5 empty] | Other Fuels
Category Name | Measure Name | Savings (kWh/yr.) | Phys Life (yr.) | Capital Cost ($) | Annual O&M ($) | Shape Pointer | Non-E Val ($/yr.) | Cost 1 ($) | Period 1 | Cost 2 ($) | Period 2 | Cost 3 ($) | Period 3 | Savings (mmBtu/yr) | Shape Pointer
Night Covers for Display Cases - Vertical | Night Covers for Display Cases - Vertical | 0.13875 | 5 | 0.0084375 |  | FLAT
Night Covers for Display Cases - Horizontal | Night Covers for Display Cases - Horizontal | 0.018437 | 5 | 0.0028125 |  | FLAT
Strip Curtains for Walk-in Boxes | Strip Curtains for Walk-in Boxes | 0.45816 | 4 | 0.0031406 |  | FLAT
Glass Doors on Open Display Cases (LT) | Glass Doors on Open Display Cases (LT) | 0.28875 | 12 | 0.060947 |  | FLAT
Glass Doors on Open Display Cases (MT) | Glass Doors on Open Display Cases (MT) | 0.11911 | 12 | 0.060947 |  | FLAT
New Refrigeration Display Case with Doors (LT) | New Refrigeration Display Case with Doors (LT) | 0.4983 | 16 | 0.12375 |  | FLAT
New Refrigeration Display Case with Doors (MT) | New Refrigeration Display Case with Doors (MT) | 0.23966 | 16 | 0.12375 |  | FLAT
Special Doors with Low/No Anti-Sweat Heat | Special Doors with Low/No Anti-Sweat Heat | 0.58516 | 12 | 0.18047 |  | FLAT
Anti-Sweat Heat Controls | Anti-Sweat Heat Controls | 0.8575 | 11 | 0.14 |  | FLAT
Auto-Closers for Coolers and Freezers | Auto-Closers for Coolers and Freezers | 0.38664 | 8 | 0.013672 |  | FLAT
Evaporative fan controller on walk-in | Evaporative fan controller on walk-in | 0.13862 | 5 | 0.033125 |  | FLAT
Air-cooled to Evaporative Cooled Condenser | Air-cooled to Evaporative Cooled Condenser | 0.16406 | 16 | 0.42711 |  | FLAT
Energy Efficient Condenser | Energy Efficient Condenser | 0.27344 | 16 | 0.38391 |  | FLAT
Floating Head Pressure Controller | Floating Head Pressure Controller | 0.36094 | 12 | 0.10106 |  | FLAT
Efficient Evaporator Fan Motor - ECM | Efficient Evaporator Fan Motor - ECM | 0.17456 | 16 | 0.33458 |  | FLAT
Efficient Evaporator Fan Motor - PSC | Efficient Evaporator Fan Motor - PSC | 0.34913 | 16 | 0.33458 |  | FLAT
Energy Efficient Compressors | Energy Efficient Compressors | 0.53108 | 15 | 0.066701 |  | FLAT
ProCost Results, Version 1.70a: JPH 03/07/01, 12:37 PM 4/9/2004
Measure Results (2000 $) |  | Measure Input Data | [7 empty] | Savings |  |  | PV Capital |  |  |  | PV O&M |  | Total PV Costs |  |  |  |  | Levelized Cost (mills/kwh) |  |  |  |  | PV Bulk Power System Benefits | [5 empty] | PV Regional Benefits
Category | Measure | Measure Life | Site Savings (kWh) | Capital Cost ($/unit) | Annual O&M Cost ($/unit) | PV Per. Repl. Cost ($/unit) | Load Shape | Div. Load Factor | Bulk Pwr Coin. Factor | Bulk Energy (kWh) | Bulk Demand (kw) | Local Demand (kW) | Spon 1 | Spon 2 | Spon 3 | Cust | Utility | Cust | Spon 1 | Spon 2 | Spon 3 | Cust | Total | Spon 1 | Spon 2 | Spon 3 | Cust | Total | Energy | Bulk T&D Def. Cap. | Act C-E Credit | Total System Benefit | Total non-Consumer Cost | Bulk System B/C Ratio | Local T&D Def.Cap. | Non-E Value | Exter-nalities | Total Regional Benefit | Total Regional Cost | Total Regional B/C Ratio
Night Covers for Display Cases - Vertical | Night Covers for Display Cases - Vertical | 5 | 0.13875 | 0.0084375 |  | 0 | FLAT | 1 | 0.64 | 0.14933 | 1.091e-05 | 1.7047e-05 |  |  | 0.0084375 | 0.017487 | 0 | 0 | 0 | 0 | 0.0084375 | 0.017487 | 0.025924 | 0 | 0 | 4.1576 | 8.6165 | 12.7741 | 0.072464 | 0.00044481 | 0.0076637 | 0.080493 | 0.0084375 | 9.5399 | 0.0046334 | 0 | 0 | 0.085126 | 0.025924 | 3.2837
Night Covers for Display Cases - Horizontal | Night Covers for Display Cases - Horizontal | 5 | 0.018437 | 0.0028125 |  | 0 | FLAT | 1 | 0.64 | 0.019843 | 1.4497e-06 | 2.2652e-06 |  |  | 0.0028125 | 0.0058289 | 0 | 0 | 0 | 0 | 0.0028125 | 0.0058289 | 0.0086414 | 0 | 0 | 10.4291 | 21.6143 | 32.0434 | 0.0096292 | 5.9107e-05 | 0.0010184 | 0.010696 | 0.0028125 | 3.8031 | 0.0006157 | 0 | 0 | 0.011312 | 0.0086414 | 1.309
Strip Curtains for Walk-in Boxes | Strip Curtains for Walk-in Boxes | 4 | 0.45816 | 0.0031406 |  | 0 | FLAT | 1 | 0.64 | 0.49309 | 3.6025e-05 | 5.6289e-05 |  |  | 0.0031406 | 0.0087007 | 0 | 0 | 0 | 0 | 0.0031406 | 0.0087007 | 0.011841 | 0 | 0 | 0.46866 | 1.2984 | 1.767 | 0.23928 | 0.0014688 | 0.025306 | 0.26579 | 0.0031406 | 84.6295 | 0.0153 | 0 | 0 | 0.28109 | 0.011841 | 23.7379
Glass Doors on Open Display Cases (LT) | Glass Doors on Open Display Cases (LT) | 12 | 0.28875 | 0.060947 |  | 0 | FLAT | 1 | 0.64 | 0.31077 | 2.2704e-05 | 3.5476e-05 |  |  | 0.060947 | 0.027572 | 0 | 0 | 0 | 0 | 0.060947 | 0.027572 | 0.088518 | 0 | 0 | 14.4307 | 6.5283 | 20.9589 | 0.1508 | 0.00092568 | 0.015949 | 0.16751 | 0.060947 | 2.7485 | 0.0096425 | 0 | 0 | 0.17715 | 0.088518 | 2.0013
Glass Doors on Open Display Cases (MT) | Glass Doors on Open Display Cases (MT) | 12 | 0.11911 | 0.060947 |  | 0 | FLAT | 1 | 0.64 | 0.12819 | 9.3656e-06 | 1.4634e-05 |  |  | 0.060947 | 0.027572 | 0 | 0 | 0 | 0 | 0.060947 | 0.027572 | 0.088518 | 0 | 0 | 34.9834 | 15.8261 | 50.8095 | 0.062206 | 0.00038184 | 0.0065789 | 0.069099 | 0.060947 | 1.1338 | 0.0039775 | 0 | 0 | 0.073076 | 0.088518 | 0.82555
New Refrigeration Display Case with Doors (LT) | New Refrigeration Display Case with Doors (LT) | 16 | 0.4983 | 0.12375 |  | 0 | FLAT | 1 | 0.64 | 0.5363 | 3.9181e-05 | 6.1221e-05 |  |  | 0.12375 | 0.02078 | 0 | 0 | 0 | 0 | 0.12375 | 0.02078 | 0.14453 | 0 | 0 | 16.979 | 2.8511 | 19.8301 | 0.26024 | 0.0015975 | 0.027523 | 0.28908 | 0.12375 | 2.336 | 0.01664 | 0 | 0 | 0.30572 | 0.14453 | 2.1153
New Refrigeration Display Case with Doors (MT) | New Refrigeration Display Case with Doors (MT) | 16 | 0.23966 | 0.12375 |  | 0 | FLAT | 1 | 0.64 | 0.25794 | 1.8845e-05 | 2.9445e-05 |  |  | 0.12375 | 0.02078 | 0 | 0 | 0 | 0 | 0.12375 | 0.02078 | 0.14453 | 0 | 0 | 35.3022 | 5.928 | 41.2302 | 0.12517 | 0.00076832 | 0.013238 | 0.13904 | 0.12375 | 1.1235 | 0.0080033 | 0 | 0 | 0.14704 | 0.14453 | 1.0174
Special Doors with Low/No Anti-Sweat Heat | Special Doors with Low/No Anti-Sweat Heat | 12 | 0.58516 | 0.18047 |  | 0 | FLAT | 1 | 0.64 | 0.62977 | 4.6011e-05 | 7.1892e-05 |  |  | 0.18047 | 0.081642 | 0 | 0 | 0 | 0 | 0.18047 | 0.081642 | 0.26211 | 0 | 0 | 21.0856 | 9.5389 | 30.6245 | 0.3056 | 0.0018759 | 0.032321 | 0.33947 | 0.18047 | 1.881 | 0.019541 | 0 | 0 | 0.35901 | 0.26211 | 1.3697
Anti-Sweat Heat Controls | Anti-Sweat Heat Controls | 11 | 0.8575 | 0.14 |  | 0 | FLAT | 1 | 0.64 | 0.92288 | 6.7425e-05 | 0.00010535 |  |  | 0.14 | 0.077927 | 0 | 0 | 0 | 0 | 0.14 | 0.077927 | 0.21793 | 0 | 0 | 11.1622 | 6.2132 | 17.3754 | 0.44784 | 0.002749 | 0.047363 | 0.49746 | 0.14 | 3.5533 | 0.028635 | 0 | 0 | 0.5261 | 0.21793 | 2.4141
Auto-Closers for Coolers and Freezers | Auto-Closers for Coolers and Freezers | 8 | 0.38664 | 0.013672 |  | 0 | FLAT | 1 | 0.64 | 0.41612 | 3.0402e-05 | 4.7503e-05 |  |  | 0.013672 | 0.014059 | 0 | 0 | 0 | 0 | 0.013672 | 0.014059 | 0.027731 | 0 | 0 | 2.4176 | 2.4861 | 4.9036 | 0.20193 | 0.0012395 | 0.021356 | 0.2243 | 0.013672 | 16.406 | 0.012911 | 0 | 0 | 0.23721 | 0.027731 | 8.554
Evaporative fan controller on walk-in | Evaporative fan controller on walk-in | 5 | 0.13862 | 0.033125 |  | 0 | FLAT | 1 | 0.64 | 0.1492 | 1.09e-05 | 1.7031e-05 |  |  | 0.033125 | 0.068651 | 0 | 0 | 0 | 0 | 0.033125 | 0.068651 | 0.10178 | 0 | 0 | 16.337 | 33.8583 | 50.1952 | 0.072398 | 0.00044441 | 0.0076568 | 0.08042 | 0.033125 | 2.4278 | 0.0046292 | 0 | 0 | 0.08505 | 0.10178 | 0.83565
Air-cooled to Evaporative Cooled Condenser | Air-cooled to Evaporative Cooled Condenser | 16 | 0.16406 | 0.42711 |  | 0 | FLAT | 1 | 0.64 | 0.17657 | 1.29e-05 | 2.0157e-05 |  |  | 0.42711 | 0.071721 | 0 | 0 | 0 | 0 | 0.42711 | 0.071721 | 0.49883 | 0 | 0 | 177.9863 | 29.8877 | 207.874 | 0.085683 | 0.00052596 | 0.0090619 | 0.095177 | 0.42711 | 0.22284 | 0.0054787 | 0 | 0 | 0.10066 | 0.49883 | 0.20178
Energy Efficient Condenser | Energy Efficient Condenser | 16 | 0.27344 | 0.38391 |  | 0 | FLAT | 1 | 0.64 | 0.29429 | 2.15e-05 | 3.3594e-05 |  |  | 0.38391 | 0.064466 | 0 | 0 | 0 | 0 | 0.38391 | 0.064466 | 0.44837 | 0 | 0 | 95.9895 | 16.1187 | 112.1082 | 0.14281 | 0.00087659 | 0.015103 | 0.15863 | 0.38391 | 0.4132 | 0.0091312 | 0 | 0 | 0.16776 | 0.44837 | 0.37415
Floating Head Pressure Controller | Floating Head Pressure Controller | 12 | 0.36094 | 0.10106 |  | 0 | FLAT | 1 | 0.64 | 0.38846 | 2.8381e-05 | 4.4345e-05 |  |  | 0.10106 | 0.045719 | 0 | 0 | 0 | 0 | 0.10106 | 0.045719 | 0.14678 | 0 | 0 | 19.1432 | 8.6602 | 27.8034 | 0.1885 | 0.0011571 | 0.019936 | 0.20939 | 0.10106 | 2.0719 | 0.012053 | 0 | 0 | 0.22144 | 0.14678 | 1.5087
Efficient Evaporator Fan Motor - ECM | Efficient Evaporator Fan Motor - ECM | 16 | 0.17456 | 0.33458 |  | 0 | FLAT | 1 | 0.64 | 0.18787 | 1.3726e-05 | 2.1447e-05 |  |  | 0.33458 | 0.056183 | 0 | 0 | 0 | 0 | 0.33458 | 0.056183 | 0.39076 | 0 | 0 | 131.0398 | 22.0044 | 153.0442 | 0.091167 | 0.00055962 | 0.0096418 | 0.10127 | 0.33458 | 0.30268 | 0.0058293 | 0 | 0 | 0.1071 | 0.39076 | 0.27408
Efficient Evaporator Fan Motor - PSC | Efficient Evaporator Fan Motor - PSC | 16 | 0.34913 | 0.33458 |  | 0 | FLAT | 1 | 0.64 | 0.37575 | 2.7452e-05 | 4.2893e-05 |  |  | 0.33458 | 0.056183 | 0 | 0 | 0 | 0 | 0.33458 | 0.056183 | 0.39076 | 0 | 0 | 65.5199 | 11.0022 | 76.5221 | 0.18233 | 0.0011192 | 0.019284 | 0.20254 | 0.33458 | 0.60535 | 0.011659 | 0 | 0 | 0.2142 | 0.39076 | 0.54815
Energy Efficient Compressors | Energy Efficient Compressors | 15 | 0.53108 | 0.066701 |  | 0 | FLAT | 1 | 0.64 | 0.57158 | 4.1759e-05 | 6.5249e-05 |  |  | 0.066701 | 0.014972 | 0 | 0 | 0 | 0 | 0.066701 | 0.014972 | 0.081673 | 0 | 0 | 8.5867 | 1.9274 | 10.5142 | 0.27736 | 0.0017026 | 0.029334 | 0.3081 | 0.066701 | 4.6191 | 0.017735 | 0 | 0 | 0.32583 | 0.081673 | 3.9894
Category Totals (2000 $) |  | Savings Weighted Measure Data | [7 empty] | Savings |  |  | PV Costs |  |  |  | Lvl Cst | PV Bulk Power System Benefits | [5 empty] | PV Regional Benefits
| Category | Weighted Measure Life | Site Savings (kWh) | Capital Cost ($/unit) | Annual O&M Cost ($/unit) | Per. Repl. Cost ($/unit) | Load Shape | Weighted Load Factor | Weighted Coinc. Factor | Bulk Energy (kWh) | Bulk Demand (kw) | Local Demand (kW) | PV Capital | PV Annual O&M | PV Period. Repl. | PV Total Costs | Levelized Cost mills/kWh | Energy | Bulk T&D Def. Cap. | Act C-E Credit | Total System Benefit | Total non-Consumer Cost | Bulk System B/C Ratio | Local T&D Def.Cap. | Non-E Value | Exter-nalities | Total Regional Benefit | Total Regional Cost | Total Regional B/C Ratio
| Strip Curtains for Walk-in Boxes | 4 | 0.45816 | 0.0031406 | 0 | 0 |  | 1 | 0.64 | 0.49309 | 3.6025e-05 | 5.6289e-05 | 0.011841 | 0 | 0 | 0.011841 | 1.767 | 0.23928 | 0.0014688 | 0.025306 | 0.26579 | 0.0031406 | 84.6295 | 0.0153 | 0 | 0 | 0.28109 | 0.011841 | 23.7379
| Auto-Closers for Coolers and Freezers | 8 | 0.38664 | 0.013672 | 0 | 0 |  | 1 | 0.64 | 0.41612 | 3.0402e-05 | 4.7503e-05 | 0.027731 | 0 | 0 | 0.027731 | 4.9036 | 0.20193 | 0.0012395 | 0.021356 | 0.2243 | 0.013672 | 16.406 | 0.012911 | 0 | 0 | 0.23721 | 0.027731 | 8.554
| Energy Efficient Compressors | 15 | 0.53108 | 0.066701 | 0 | 0 |  | 1 | 0.64 | 0.57158 | 4.1759e-05 | 6.5249e-05 | 0.081673 | 0 | 0 | 0.081673 | 10.5142 | 0.27736 | 0.0017026 | 0.029334 | 0.3081 | 0.066701 | 4.6191 | 0.017735 | 0 | 0 | 0.32583 | 0.081673 | 3.9894
| Night Covers for Display Cases - Vertical | 5 | 0.13875 | 0.0084375 | 0 | 0 |  | 1 | 0.64 | 0.14933 | 1.091e-05 | 1.7047e-05 | 0.025924 | 0 | 0 | 0.025924 | 12.7741 | 0.072464 | 0.00044481 | 0.0076637 | 0.080493 | 0.0084375 | 9.5399 | 0.0046334 | 0 | 0 | 0.085126 | 0.025924 | 3.2837
| Anti-Sweat Heat Controls | 11 | 0.8575 | 0.14 | 0 | 0 |  | 1 | 0.64 | 0.92288 | 6.7425e-05 | 0.00010535 | 0.21793 | 0 | 0 | 0.21793 | 17.3754 | 0.44784 | 0.002749 | 0.047363 | 0.49746 | 0.14 | 3.5533 | 0.028635 | 0 | 0 | 0.5261 | 0.21793 | 2.4141
| New Refrigeration Display Case with Doors (LT) | 16 | 0.4983 | 0.12375 | 0 | 0 |  | 1 | 0.64 | 0.5363 | 3.9181e-05 | 6.1221e-05 | 0.14453 | 0 | 0 | 0.14453 | 19.8301 | 0.26024 | 0.0015975 | 0.027523 | 0.28908 | 0.12375 | 2.336 | 0.01664 | 0 | 0 | 0.30572 | 0.14453 | 2.1153
| Glass Doors on Open Display Cases (LT) | 12 | 0.28875 | 0.060947 | 0 | 0 |  | 1 | 0.64 | 0.31077 | 2.2704e-05 | 3.5476e-05 | 0.088518 | 0 | 0 | 0.088518 | 20.9589 | 0.1508 | 0.00092568 | 0.015949 | 0.16751 | 0.060947 | 2.7485 | 0.0096425 | 0 | 0 | 0.17715 | 0.088518 | 2.0013
| Floating Head Pressure Controller | 12 | 0.36094 | 0.10106 | 0 | 0 |  | 1 | 0.64 | 0.38846 | 2.8381e-05 | 4.4345e-05 | 0.14678 | 0 | 0 | 0.14678 | 27.8034 | 0.1885 | 0.0011571 | 0.019936 | 0.20939 | 0.10106 | 2.0719 | 0.012053 | 0 | 0 | 0.22144 | 0.14678 | 1.5087
| Special Doors with Low/No Anti-Sweat Heat | 12 | 0.58516 | 0.18047 | 0 | 0 |  | 1 | 0.64 | 0.62977 | 4.6011e-05 | 7.1892e-05 | 0.26211 | 0 | 0 | 0.26211 | 30.6245 | 0.3056 | 0.0018759 | 0.032321 | 0.33947 | 0.18047 | 1.881 | 0.019541 | 0 | 0 | 0.35901 | 0.26211 | 1.3697
| Night Covers for Display Cases - Horizontal | 5 | 0.018437 | 0.0028125 | 0 | 0 |  | 1 | 0.64 | 0.019843 | 1.4497e-06 | 2.2652e-06 | 0.0086414 | 0 | 0 | 0.0086414 | 32.0434 | 0.0096292 | 5.9107e-05 | 0.0010184 | 0.010696 | 0.0028125 | 3.8031 | 0.0006157 | 0 | 0 | 0.011312 | 0.0086414 | 1.309
| New Refrigeration Display Case with Doors (MT) | 16 | 0.23966 | 0.12375 | 0 | 0 |  | 1 | 0.64 | 0.25794 | 1.8845e-05 | 2.9445e-05 | 0.14453 | 0 | 0 | 0.14453 | 41.2302 | 0.12517 | 0.00076832 | 0.013238 | 0.13904 | 0.12375 | 1.1235 | 0.0080033 | 0 | 0 | 0.14704 | 0.14453 | 1.0174
| Evaporative fan controller on walk-in | 5 | 0.13862 | 0.033125 | 0 | 0 |  | 1 | 0.64 | 0.1492 | 1.09e-05 | 1.7031e-05 | 0.10178 | 0 | 0 | 0.10178 | 50.1952 | 0.072398 | 0.00044441 | 0.0076568 | 0.08042 | 0.033125 | 2.4278 | 0.0046292 | 0 | 0 | 0.08505 | 0.10178 | 0.83565
| Glass Doors on Open Display Cases (MT) | 12 | 0.11911 | 0.060947 | 0 | 0 |  | 1 | 0.64 | 0.12819 | 9.3656e-06 | 1.4634e-05 | 0.088518 | 0 | 0 | 0.088518 | 50.8095 | 0.062206 | 0.00038184 | 0.0065789 | 0.069099 | 0.060947 | 1.1338 | 0.0039775 | 0 | 0 | 0.073076 | 0.088518 | 0.82555
| Efficient Evaporator Fan Motor - PSC | 16 | 0.34913 | 0.33458 | 0 | 0 |  | 1 | 0.64 | 0.37575 | 2.7452e-05 | 4.2893e-05 | 0.39076 | 0 | 0 | 0.39076 | 76.5221 | 0.18233 | 0.0011192 | 0.019284 | 0.20254 | 0.33458 | 0.60535 | 0.011659 | 0 | 0 | 0.2142 | 0.39076 | 0.54815
| Energy Efficient Condenser | 16 | 0.27344 | 0.38391 | 0 | 0 |  | 1 | 0.64 | 0.29429 | 2.15e-05 | 3.3594e-05 | 0.44837 | 0 | 0 | 0.44837 | 112.1082 | 0.14281 | 0.00087659 | 0.015103 | 0.15863 | 0.38391 | 0.4132 | 0.0091312 | 0 | 0 | 0.16776 | 0.44837 | 0.37415
| Efficient Evaporator Fan Motor - ECM | 16 | 0.17456 | 0.33458 | 0 | 0 |  | 1 | 0.64 | 0.18787 | 1.3726e-05 | 2.1447e-05 | 0.39076 | 0 | 0 | 0.39076 | 153.0442 | 0.091167 | 0.00055962 | 0.0096418 | 0.10127 | 0.33458 | 0.30268 | 0.0058293 | 0 | 0 | 0.1071 | 0.39076 | 0.27408
| Air-cooled to Evaporative Cooled Condenser | 16 | 0.16406 | 0.42711 | 0 | 0 |  | 1 | 0.64 | 0.17657 | 1.29e-05 | 2.0157e-05 | 0.49883 | 0 | 0 | 0.49883 | 207.8739 | 0.085683 | 0.00052596 | 0.0090619 | 0.095177 | 0.42711 | 0.22284 | 0.0054787 | 0 | 0 | 0.10066 | 0.49883 | 0.20178
Totals for Measures/Categories with Benefits Exceeding Costs
| Totals Basis | Busbar Savings | PV Cost | First Cost | Admin Cost | Program Cost | Program $/KWa | Levelized Cost | PV Benefits | B/C Ratio
| Measures with B/C>1.00 | 4.4381 | 1.0157 | 0.70099 | 0.1402 | 1.1559 | 2281.4697 | 19.1638 | 2.1536 | 1.8632
| Categories with B/C>1.00 | 0 | 0 | 0 | 0 | 0 | 0 | 0 | 2.9154 | 0
| % of Measures with B/C >1.00 | 4.3386 | 1.5661 | 1.1389 | 0.22778 | 1.7939 | 3622.0308 | 30.4241 | 2.1054 | 1.1736
| Block 1: x <=10 m/kWh | 0.90921 | 0.039573 | 0.016813 | 0.0033625 | 0.042935 | 413.6664 | 3.4747 | 0.4412 | 10.2761
| Block 2: 10< x <=20 m/kWh | 1.6438 | 0.32552 | 0.21514 | 0.043028 | 0.36855 | 1964.0686 | 16.4977 | 0.79766 | 2.1643
| Block 3: 20< x <=30 m/kWh | 0.84706 | 0.23305 | 0.1847 | 0.036939 | 0.26999 | 2792.1138 | 23.453 | 0.41104 | 1.5225
| Block 4: 30< x <=40 m/kWh | 1.0381 | 0.41753 | 0.28434 | 0.056869 | 0.4744 | 4003.3318 | 33.627 | 0.50374 | 1.0618
| Block 5: 40< x <=50 m/kWh | 0.25794 | 0.14453 | 0.12375 | 0.02475 | 0.16928 | 5749.062 | 48.2906 | 0.12517 | 0.7394
| Block 6: 50< x <=60 m/kWh | 0.27739 | 0.19029 | 0.094072 | 0.018814 | 0.20911 | 6603.7671 | 55.4699 | 0.1346 | 0.6437
| Block 7: 60m/kWh < x | 1.0345 | 1.7287 | 1.4802 | 0.29603 | 2.0248 | 17145.7266 | 144.0197 | 0.50199 | 0.24793

## MDataRAW
Data Set Name
Screening test set for refrigeration measures. Not Weighted.
Input Data | [7 empty] | Periodic O&M | [5 empty] | Other Fuels
Category Name | Measure Name | Savings (kWh/yr.) | Phys Life (yr.) | Capital Cost ($) | Annual O&M ($) | Shape Pointer | Non-E Val ($/yr.) | Cost 1 ($) | Period 1 | Cost 2 ($) | Period 2 | Cost 3 ($) | Period 3 | Savings (mmBtu/yr) | Shape Pointer
Night Covers for Display Cases - Vertical | Night Covers for Display Cases - Vertical | 148 | 5 | 9 |  | FLAT
Night Covers for Display Cases - Horizontal | Night Covers for Display Cases - Horizontal | 59 | 5 | 9 |  | FLAT
Strip Curtains for Walk-in Boxes | Strip Curtains for Walk-in Boxes | 9774 | 4 | 67 |  | FLAT
Glass Doors on Open Display Cases (LT) | Glass Doors on Open Display Cases (LT) | 2800 | 12 | 591 |  | FLAT
Glass Doors on Open Display Cases (MT) | Glass Doors on Open Display Cases (MT) | 1155 | 12 | 591 |  | FLAT
New Refrigeration Display Case with Doors (LT) | New Refrigeration Display Case with Doors (LT) | 1208 | 16 | 300 |  | FLAT
New Refrigeration Display Case with Doors (MT) | New Refrigeration Display Case with Doors (MT) | 581 | 16 | 300 |  | FLAT
Special Doors with Low/No Anti-Sweat Heat | Special Doors with Low/No Anti-Sweat Heat | 749 | 12 | 231 |  | FLAT
Anti-Sweat Heat Controls | Anti-Sweat Heat Controls | 343 | 11 | 56 |  | FLAT
Auto-Closers for Coolers and Freezers | Auto-Closers for Coolers and Freezers | 3535 | 8 | 125 |  | FLAT
Evaporative fan controller on walk-in | Evaporative fan controller on walk-in | 1109 | 5 | 265 |  | FLAT
Air-cooled to Evaporative Cooled Condenser | Air-cooled to Evaporative Cooled Condenser | 300 | 16 | 781 |  | FLAT
Energy Efficient Condenser | Energy Efficient Condenser | 500 | 16 | 702 |  | FLAT
Floating Head Pressure Controller | Floating Head Pressure Controller | 1000 | 12 | 280 |  | FLAT
Efficient Evaporator Fan Motor - ECM | Efficient Evaporator Fan Motor - ECM | 84 | 16 | 161 |  | FLAT
Efficient Evaporator Fan Motor - PSC | Efficient Evaporator Fan Motor - PSC | 168 | 16 | 161 |  | FLAT
Energy Efficient Compressors | Energy Efficient Compressors | 1051 | 15 | 132 |  | FLAT
ProCost Results, Version 1.70a: JPH 03/07/01, 12:37 PM 4/9/2004
Measure Results (2000 $) |  | Measure Input Data | [7 empty] | Savings |  |  | PV Capital |  |  |  | PV O&M |  | Total PV Costs |  |  |  |  | Levelized Cost (mills/kwh) |  |  |  |  | PV Bulk Power System Benefits | [5 empty] | PV Regional Benefits
Category | Measure | Measure Life | Site Savings (kWh) | Capital Cost ($/unit) | Annual O&M Cost ($/unit) | PV Per. Repl. Cost ($/unit) | Load Shape | Div. Load Factor | Bulk Pwr Coin. Factor | Bulk Energy (kWh) | Bulk Demand (kw) | Local Demand (kW) | Spon 1 | Spon 2 | Spon 3 | Cust | Utility | Cust | Spon 1 | Spon 2 | Spon 3 | Cust | Total | Spon 1 | Spon 2 | Spon 3 | Cust | Total | Energy | Bulk T&D Def. Cap. | Act C-E Credit | Total System Benefit | Total non-Consumer Cost | Bulk System B/C Ratio | Local T&D Def.Cap. | Non-E Value | Exter-nalities | Total Regional Benefit | Total Regional Cost | Total Regional B/C Ratio
Night Covers for Display Cases - Vertical | Night Covers for Display Cases - Vertical | 5 | 148 | 9 |  | 0 | FLAT | 1 | 0.64 | 159.285 | 0.011637 | 0.018183 |  |  | 9 | 18.6525 | 0 | 0 | 0 | 0 | 9 | 18.6525 | 27.6524 | 0 | 0 | 4.1576 | 8.6165 | 12.7741 | 77.2944 | 0.47446 | 8.1747 | 85.859 | 9 | 9.5399 | 4.9423 | 0 | 0 | 90.8014 | 27.6524 | 3.2837
Night Covers for Display Cases - Horizontal | Night Covers for Display Cases - Horizontal | 5 | 59 | 9 |  | 0 | FLAT | 1 | 0.64 | 63.4988 | 0.0046392 | 0.0072487 |  |  | 9 | 18.6525 | 0 | 0 | 0 | 0 | 9 | 18.6525 | 27.6524 | 0 | 0 | 10.4291 | 21.6143 | 32.0434 | 30.8133 | 0.18914 | 3.2588 | 34.2276 | 9 | 3.8031 | 1.9702 | 0 | 0 | 36.1978 | 27.6524 | 1.309
Strip Curtains for Walk-in Boxes | Strip Curtains for Walk-in Boxes | 4 | 9774 | 67 |  | 0 | FLAT | 1 | 0.64 | 10519.2675 | 0.76853 | 1.2008 |  |  | 67 | 185.6158 | 0 | 0 | 0 | 0 | 67 | 185.6158 | 252.6158 | 0 | 0 | 0.46866 | 1.2984 | 1.767 | 5104.564 | 31.3338 | 539.8589 | 5670.177 | 67 | 84.6295 | 326.3933 | 0 | 0 | 5996.5703 | 252.6158 | 23.7379
Glass Doors on Open Display Cases (LT) | Glass Doors on Open Display Cases (LT) | 12 | 2800 | 591 |  | 0 | FLAT | 1 | 0.64 | 3013.5 | 0.22016 | 0.34401 |  |  | 590.9998 | 267.361 | 0 | 0 | 0 | 0 | 590.9998 | 267.361 | 858.3607 | 0 | 0 | 14.4307 | 6.5283 | 20.9589 | 1462.3265 | 8.9763 | 154.6557 | 1624.3601 | 590.9998 | 2.7485 | 93.5033 | 0 | 0 | 1717.8634 | 858.3607 | 2.0013
Glass Doors on Open Display Cases (MT) | Glass Doors on Open Display Cases (MT) | 12 | 1155 | 591 |  | 0 | FLAT | 1 | 0.64 | 1243.0687 | 0.090818 | 0.1419 |  |  | 590.9998 | 267.361 | 0 | 0 | 0 | 0 | 590.9998 | 267.361 | 858.3607 | 0 | 0 | 34.9834 | 15.8261 | 50.8095 | 603.2097 | 3.7027 | 63.7955 | 670.0485 | 590.9998 | 1.1338 | 38.5701 | 0 | 0 | 708.6187 | 858.3607 | 0.82555
New Refrigeration Display Case with Doors (LT) | New Refrigeration Display Case with Doors (LT) | 16 | 1208 | 300 |  | 0 | FLAT | 1 | 0.64 | 1300.11 | 0.094985 | 0.14841 |  |  | 299.9999 | 50.3763 | 0 | 0 | 0 | 0 | 299.9999 | 50.3763 | 350.3762 | 0 | 0 | 16.979 | 2.8511 | 19.8301 | 630.8894 | 3.8726 | 66.7229 | 700.7954 | 299.9999 | 2.336 | 40.34 | 0 | 0 | 741.1354 | 350.3762 | 2.1153
New Refrigeration Display Case with Doors (MT) | New Refrigeration Display Case with Doors (MT) | 16 | 581 | 300 |  | 0 | FLAT | 1 | 0.64 | 625.3012 | 0.045684 | 0.071381 |  |  | 299.9999 | 50.3763 | 0 | 0 | 0 | 0 | 299.9999 | 50.3763 | 350.3762 | 0 | 0 | 35.3022 | 5.928 | 41.2302 | 303.4327 | 1.8626 | 32.0911 | 337.0547 | 299.9999 | 1.1235 | 19.4019 | 0 | 0 | 356.4567 | 350.3762 | 1.0174
Special Doors with Low/No Anti-Sweat Heat | Special Doors with Low/No Anti-Sweat Heat | 12 | 749 | 231 |  | 0 | FLAT | 1 | 0.64 | 806.1113 | 0.058894 | 0.092022 |  |  | 230.9999 | 104.5015 | 0 | 0 | 0 | 0 | 230.9999 | 104.5015 | 335.5014 | 0 | 0 | 21.0856 | 9.5389 | 30.6245 | 391.1723 | 2.4012 | 41.3704 | 434.5163 | 230.9999 | 1.881 | 25.0121 | 0 | 0 | 459.5285 | 335.5014 | 1.3697
Anti-Sweat Heat Controls | Anti-Sweat Heat Controls | 11 | 343 | 56 |  | 0 | FLAT | 1 | 0.64 | 369.1538 | 0.02697 | 0.042141 |  |  | 56 | 31.171 | 0 | 0 | 0 | 0 | 56 | 31.171 | 87.1709 | 0 | 0 | 11.1622 | 6.2132 | 17.3754 | 179.135 | 1.0996 | 18.9453 | 198.9841 | 56 | 3.5533 | 11.4542 | 0 | 0 | 210.4383 | 87.1709 | 2.4141
Auto-Closers for Coolers and Freezers | Auto-Closers for Coolers and Freezers | 8 | 3535 | 125 |  | 0 | FLAT | 1 | 0.64 | 3804.5437 | 0.27796 | 0.43431 |  |  | 125 | 128.542 | 0 | 0 | 0 | 0 | 125 | 128.542 | 253.5419 | 0 | 0 | 2.4176 | 2.4861 | 4.9036 | 1846.1872 | 11.3326 | 195.2529 | 2050.7546 | 125 | 16.406 | 118.0479 | 0 | 0 | 2168.8025 | 253.5419 | 8.554
Evaporative fan controller on walk-in | Evaporative fan controller on walk-in | 5 | 1109 | 265 |  | 0 | FLAT | 1 | 0.64 | 1193.5612 | 0.087201 | 0.13625 |  |  | 264.9999 | 549.2111 | 0 | 0 | 0 | 0 | 264.9999 | 549.2111 | 814.211 | 0 | 0 | 16.337 | 33.8583 | 50.1952 | 579.1857 | 3.5553 | 61.2547 | 643.3626 | 264.9999 | 2.4278 | 37.034 | 0 | 0 | 680.3966 | 814.211 | 0.83565
Air-cooled to Evaporative Cooled Condenser | Air-cooled to Evaporative Cooled Condenser | 16 | 300 | 781 |  | 0 | FLAT | 1 | 0.64 | 322.875 | 0.023589 | 0.036858 |  |  | 780.9997 | 131.1464 | 0 | 0 | 0 | 0 | 780.9997 | 131.1464 | 912.1461 | 0 | 0 | 177.9863 | 29.8877 | 207.874 | 156.6778 | 0.96175 | 16.5703 | 174.0386 | 780.9997 | 0.22284 | 10.0182 | 0 | 0 | 184.0568 | 912.1461 | 0.20178
Energy Efficient Condenser | Energy Efficient Condenser | 16 | 500 | 702 |  | 0 | FLAT | 1 | 0.64 | 538.125 | 0.039315 | 0.06143 |  |  | 701.9997 | 117.8806 | 0 | 0 | 0 | 0 | 701.9997 | 117.8806 | 819.8803 | 0 | 0 | 95.9895 | 16.1187 | 112.1082 | 261.1297 | 1.6029 | 27.6171 | 290.0643 | 701.9997 | 0.4132 | 16.697 | 0 | 0 | 306.7613 | 819.8803 | 0.37415
Floating Head Pressure Controller | Floating Head Pressure Controller | 12 | 1000 | 280 |  | 0 | FLAT | 1 | 0.64 | 1076.25 | 0.07863 | 0.12286 |  |  | 279.9999 | 126.6685 | 0 | 0 | 0 | 0 | 279.9999 | 126.6685 | 406.6684 | 0 | 0 | 19.1432 | 8.6602 | 27.8034 | 522.2595 | 3.2058 | 55.2342 | 580.1286 | 279.9999 | 2.0719 | 33.394 | 0 | 0 | 613.5226 | 406.6684 | 1.5087
Efficient Evaporator Fan Motor - ECM | Efficient Evaporator Fan Motor - ECM | 16 | 84 | 161 |  | 0 | FLAT | 1 | 0.64 | 90.405 | 0.0066049 | 0.01032 |  |  | 160.9999 | 27.0353 | 0 | 0 | 0 | 0 | 160.9999 | 27.0353 | 188.0352 | 0 | 0 | 131.0398 | 22.0044 | 153.0442 | 43.8698 | 0.26929 | 4.6397 | 48.7308 | 160.9999 | 0.30268 | 2.8051 | 0 | 0 | 51.5359 | 188.0352 | 0.27408
Efficient Evaporator Fan Motor - PSC | Efficient Evaporator Fan Motor - PSC | 16 | 168 | 161 |  | 0 | FLAT | 1 | 0.64 | 180.81 | 0.01321 | 0.02064 |  |  | 160.9999 | 27.0353 | 0 | 0 | 0 | 0 | 160.9999 | 27.0353 | 188.0352 | 0 | 0 | 65.5199 | 11.0022 | 76.5221 | 87.7396 | 0.53858 | 9.2793 | 97.4616 | 160.9999 | 0.60535 | 5.6102 | 0 | 0 | 103.0718 | 188.0352 | 0.54815
Energy Efficient Compressors | Energy Efficient Compressors | 15 | 1051 | 132 |  | 0 | FLAT | 1 | 0.64 | 1131.1388 | 0.08264 | 0.12913 |  |  | 131.9999 | 29.6296 | 0 | 0 | 0 | 0 | 131.9999 | 29.6296 | 161.6296 | 0 | 0 | 8.5867 | 1.9274 | 10.5142 | 548.8947 | 3.3693 | 58.0511 | 609.7152 | 131.9999 | 4.6191 | 35.0971 | 0 | 0 | 644.8123 | 161.6296 | 3.9894
Category Totals (2000 $) |  | Savings Weighted Measure Data | [7 empty] | Savings |  |  | PV Costs |  |  |  | Lvl Cst | PV Bulk Power System Benefits | [5 empty] | PV Regional Benefits
| Category | Weighted Measure Life | Site Savings (kWh) | Capital Cost ($/unit) | Annual O&M Cost ($/unit) | Per. Repl. Cost ($/unit) | Load Shape | Weighted Load Factor | Weighted Coinc. Factor | Bulk Energy (kWh) | Bulk Demand (kw) | Local Demand (kW) | PV Capital | PV Annual O&M | PV Period. Repl. | PV Total Costs | Levelized Cost mills/kWh | Energy | Bulk T&D Def. Cap. | Act C-E Credit | Total System Benefit | Total non-Consumer Cost | Bulk System B/C Ratio | Local T&D Def.Cap. | Non-E Value | Exter-nalities | Total Regional Benefit | Total Regional Cost | Total Regional B/C Ratio
| Strip Curtains for Walk-in Boxes | 4 | 9774 | 67 | 0 | 0 |  | 1 | 0.64 | 10519.2675 | 0.76853 | 1.2008 | 252.6158 | 0 | 0 | 252.6158 | 1.767 | 5104.564 | 31.3338 | 539.8589 | 5670.177 | 67 | 84.6295 | 326.3933 | 0 | 0 | 5996.5703 | 252.6158 | 23.7379
| Auto-Closers for Coolers and Freezers | 8 | 3535 | 125 | 0 | 0 |  | 1 | 0.64 | 3804.5437 | 0.27796 | 0.43431 | 253.5419 | 0 | 0 | 253.5419 | 4.9036 | 1846.1872 | 11.3326 | 195.2529 | 2050.7546 | 125 | 16.406 | 118.0479 | 0 | 0 | 2168.8025 | 253.5419 | 8.554
| Energy Efficient Compressors | 15 | 1051 | 132 | 0 | 0 |  | 1 | 0.64 | 1131.1388 | 0.08264 | 0.12913 | 161.6296 | 0 | 0 | 161.6296 | 10.5142 | 548.8947 | 3.3693 | 58.0511 | 609.7152 | 131.9999 | 4.6191 | 35.0971 | 0 | 0 | 644.8123 | 161.6296 | 3.9894
| Night Covers for Display Cases - Vertical | 5 | 148 | 9 | 0 | 0 |  | 1 | 0.64 | 159.285 | 0.011637 | 0.018183 | 27.6524 | 0 | 0 | 27.6524 | 12.7741 | 77.2944 | 0.47446 | 8.1747 | 85.859 | 9 | 9.5399 | 4.9423 | 0 | 0 | 90.8014 | 27.6524 | 3.2837
| Anti-Sweat Heat Controls | 11 | 343 | 56 | 0 | 0 |  | 1 | 0.64 | 369.1538 | 0.02697 | 0.042141 | 87.1709 | 0 | 0 | 87.1709 | 17.3754 | 179.135 | 1.0996 | 18.9453 | 198.9841 | 56 | 3.5533 | 11.4542 | 0 | 0 | 210.4383 | 87.1709 | 2.4141
| New Refrigeration Display Case with Doors (LT) | 16 | 1208 | 300 | 0 | 0 |  | 1 | 0.64 | 1300.11 | 0.094985 | 0.14841 | 350.3762 | 0 | 0 | 350.3762 | 19.8301 | 630.8894 | 3.8726 | 66.7229 | 700.7954 | 299.9999 | 2.336 | 40.34 | 0 | 0 | 741.1354 | 350.3762 | 2.1153
| Glass Doors on Open Display Cases (LT) | 12 | 2800 | 591 | 0 | 0 |  | 1 | 0.64 | 3013.5 | 0.22016 | 0.34401 | 858.3607 | 0 | 0 | 858.3607 | 20.9589 | 1462.3265 | 8.9763 | 154.6557 | 1624.3601 | 590.9998 | 2.7485 | 93.5033 | 0 | 0 | 1717.8634 | 858.3607 | 2.0013
| Floating Head Pressure Controller | 12 | 1000 | 280 | 0 | 0 |  | 1 | 0.64 | 1076.25 | 0.07863 | 0.12286 | 406.6684 | 0 | 0 | 406.6684 | 27.8034 | 522.2595 | 3.2058 | 55.2342 | 580.1286 | 279.9999 | 2.0719 | 33.394 | 0 | 0 | 613.5226 | 406.6684 | 1.5087
| Special Doors with Low/No Anti-Sweat Heat | 12 | 749 | 231 | 0 | 0 |  | 1 | 0.64 | 806.1113 | 0.058894 | 0.092022 | 335.5014 | 0 | 0 | 335.5014 | 30.6245 | 391.1723 | 2.4012 | 41.3704 | 434.5163 | 230.9999 | 1.881 | 25.0121 | 0 | 0 | 459.5285 | 335.5014 | 1.3697
| Night Covers for Display Cases - Horizontal | 5 | 59 | 9 | 0 | 0 |  | 1 | 0.64 | 63.4988 | 0.0046392 | 0.0072487 | 27.6524 | 0 | 0 | 27.6524 | 32.0434 | 30.8133 | 0.18914 | 3.2588 | 34.2276 | 9 | 3.8031 | 1.9702 | 0 | 0 | 36.1978 | 27.6524 | 1.309
| New Refrigeration Display Case with Doors (MT) | 16 | 581 | 300 | 0 | 0 |  | 1 | 0.64 | 625.3012 | 0.045684 | 0.071381 | 350.3762 | 0 | 0 | 350.3762 | 41.2302 | 303.4327 | 1.8626 | 32.0911 | 337.0547 | 299.9999 | 1.1235 | 19.4019 | 0 | 0 | 356.4567 | 350.3762 | 1.0174
| Evaporative fan controller on walk-in | 5 | 1109 | 265 | 0 | 0 |  | 1 | 0.64 | 1193.5612 | 0.087201 | 0.13625 | 814.211 | 0 | 0 | 814.211 | 50.1952 | 579.1857 | 3.5553 | 61.2547 | 643.3626 | 264.9999 | 2.4278 | 37.034 | 0 | 0 | 680.3966 | 814.211 | 0.83565
| Glass Doors on Open Display Cases (MT) | 12 | 1155 | 591 | 0 | 0 |  | 1 | 0.64 | 1243.0687 | 0.090818 | 0.1419 | 858.3607 | 0 | 0 | 858.3607 | 50.8095 | 603.2097 | 3.7027 | 63.7955 | 670.0485 | 590.9998 | 1.1338 | 38.5701 | 0 | 0 | 708.6187 | 858.3607 | 0.82555
| Efficient Evaporator Fan Motor - PSC | 16 | 168 | 161 | 0 | 0 |  | 1 | 0.64 | 180.81 | 0.01321 | 0.02064 | 188.0352 | 0 | 0 | 188.0352 | 76.5221 | 87.7396 | 0.53858 | 9.2793 | 97.4616 | 160.9999 | 0.60535 | 5.6102 | 0 | 0 | 103.0718 | 188.0352 | 0.54815
| Energy Efficient Condenser | 16 | 500 | 702 | 0 | 0 |  | 1 | 0.64 | 538.125 | 0.039315 | 0.06143 | 819.8803 | 0 | 0 | 819.8803 | 112.1082 | 261.1297 | 1.6029 | 27.6171 | 290.0643 | 701.9997 | 0.4132 | 16.697 | 0 | 0 | 306.7613 | 819.8803 | 0.37415
| Efficient Evaporator Fan Motor - ECM | 16 | 84 | 161 | 0 | 0 |  | 1 | 0.64 | 90.405 | 0.0066049 | 0.01032 | 188.0352 | 0 | 0 | 188.0352 | 153.0442 | 43.8698 | 0.26929 | 4.6397 | 48.7308 | 160.9999 | 0.30268 | 2.8051 | 0 | 0 | 51.5359 | 188.0352 | 0.27408
| Air-cooled to Evaporative Cooled Condenser | 16 | 300 | 781 | 0 | 0 |  | 1 | 0.64 | 322.875 | 0.023589 | 0.036858 | 912.1461 | 0 | 0 | 912.1461 | 207.874 | 156.6778 | 0.96175 | 16.5703 | 174.0386 | 780.9997 | 0.22284 | 10.0182 | 0 | 0 | 184.0568 | 912.1461 | 0.20178
Totals for Measures/Categories with Benefits Exceeding Costs
| Totals Basis | Busbar Savings | PV Cost | First Cost | Admin Cost | Program Cost | Program $/KWa | Levelized Cost | PV Benefits | B/C Ratio
| Measures with B/C>1.00 | 22242.8587 | 2761.1699 | 1800 | 360 | 3121.1699 | 1229.2236 | 10.3252 | 10793.5364 | 3.4582
| Categories with B/C>1.00 | 0 | 0 | 0 | 0 | 0 | 0 | 0 | 12828.7815 | 0
| % of Measures with B/C >1.00 | 22356.1307 | 4318.2642 | 2809.555 | 561.911 | 4880.1752 | 1912.2421 | 16.0623 | 10848.5026 | 2.223
| Block 1: x <=10 m/kWh | 14323.8113 | 506.1577 | 192 | 38.4 | 544.5577 | 333.0347 | 2.7974 | 6950.7512 | 12.764
| Block 2: 10< x <=20 m/kWh | 1659.5775 | 276.4529 | 197 | 39.4 | 315.8529 | 1667.2146 | 14.0042 | 805.3241 | 2.5497
| Block 3: 20< x <=30 m/kWh | 4313.61 | 1208.737 | 891 | 178.2 | 1386.937 | 2816.5662 | 23.6584 | 2093.2159 | 1.5092
| Block 4: 30< x <=40 m/kWh | 1945.86 | 769.8222 | 520 | 104 | 873.8222 | 3933.8301 | 33.0432 | 944.2451 | 1.0806
| Block 5: 40< x <=50 m/kWh | 625.3012 | 350.3762 | 300 | 60 | 410.3762 | 5749.062 | 48.2906 | 303.4327 | 0.7394
| Block 6: 50< x <=60 m/kWh | 2436.63 | 1672.5717 | 856 | 171.2 | 1843.7717 | 6628.5981 | 55.6785 | 1182.3954 | 0.64129
| Block 7: 60m/kWh < x | 1132.215 | 2108.0969 | 1805 | 361 | 2469.0969 | 19103.5176 | 160.4646 | 549.417 | 0.22252

## MMap
[7 empty] | 32000 |  |  | 30
Refrigeration | Unit | Life | Cost | Savings/unit | Units/Store | Save/Store | Save kWh/sf | Cost/sf | Savings % | Save kWh/sf | Remianing | Measure Split | kWh/sf-Wt | cost/sf-Wt | CA Rebate
Night Covers for Display Cases - Vertical | lineal foot | 5 | 9 | 148 | 100 | 14800 | 0.4625 | 0.028125 | 6% | 1.8 | 50% | 60% | 0.13875 | 0.0084375 | $3.00/linear foot
Night Covers for Display Cases - Horizontal | lineal foot | 5 | 9 | 59 | 50 | 2950 | 0.092188 | 0.014063 | 6% | 1.8 | 50% | 40% | 0.018437 | 0.0028125
Strip Curtains for Walk-in Boxes | walkin | 4 | 67 | 9774 | 5 | 48870 | 1.5272 | 0.010469 | 4% | 1.2 | 30% | 100% | 0.45816 | 0.0031406 | $1.00/square foot
Glass Doors on Open Display Cases (LT) | door | 12 | 591 | 2800 | 100 | 280000 | 8.75 | 1.8469 |  |  | 10% | 33% | 0.28875 | 0.060947 | $100.00/door
Glass Doors on Open Display Cases (MT) | door | 12 | 591 | 1155 | 100 | 115500 | 3.6094 | 1.8469 |  |  | 10% | 33% | 0.11911 | 0.060947 | $50.00/ door
New Refrigeration Display Case with Doors (LT) | door | 16 | 300 | 1208 | 100 | 120800 | 3.775 | 0.9375 |  |  | 40% | 33% | 0.4983 | 0.12375 | $200.00/linear foot
New Refrigeration Display Case with Doors (MT) | door | 16 | 300 | 581 | 100 | 58100 | 1.8156 | 0.9375 |  |  | 40% | 33% | 0.23966 | 0.12375 | $150.00/linear ft
Special Doors with Low/No Anti-Sweat Heat | door | 12 | 231 | 749 | 100 | 74900 | 2.3406 | 0.72188 |  |  | 50% | 50% | 0.58516 | 0.18047 | $50.00/door
Anti-Sweat Heat Controls | lineal foot | 11 | 56 | 343 | 200 | 68600 | 2.1437 | 0.35 | 5% | 1.5 | 80% | 50% | 0.8575 | 0.14 | $14.00/linear foot
Auto-Closers for Coolers and Freezers | walkin | 8 | 125 | 3535 | 5 | 17675 | 0.55234 | 0.019531 | 1% | 0.3 | 70% | 100% | 0.38664 | 0.013672 | $40.00/closer
Evaporative fan controller on walk-in | walkin | 5 | 265 | 1109 | 5 | 5545 | 0.17328 | 0.041406 | 1% | 0.3 | 80% | 100% | 0.13862 | 0.033125
Air-cooled to Evaporative Cooled Condenser | ton | 16 | 781 | 300 | 70 | 21000 | 0.65625 | 1.7084 |  |  | 50% | 50% | 0.16406 | 0.42711 | $$150.00/hp$75.00/hp
Energy Efficient Condenser | ton | 16 | 702 | 500 | 70 | 35000 | 1.0938 | 1.5356 |  |  | 50% | 50% | 0.27344 | 0.38391 | $75.00/hp
Floating Head Pressure Controller | ton | 12 | 280 | 1000 | 70 | 70000 | 2.1875 | 0.6125 | 7% | 2.1 | 50% | 33% | 0.36094 | 0.10106 | $50 - 75.00/hp
Efficient Evaporator Fan Motor - ECM | motor | 16 | 161 | 84 | 140 | 11760 | 0.3675 | 0.70437 | 12% | 3.6 | 95% | 50% | 0.17456 | 0.33458 | $15/motor
Efficient Evaporator Fan Motor - PSC | motor | 16 | 161 | 168 | 140 | 23520 | 0.735 | 0.70437 | 12% | 3.6 | 95% | 50% | 0.34913 | 0.33458 | $10/motor
Energy Efficient Compressors | ton | 15 | 132 | 1051 | 70 | 73570 | 2.2991 | 0.28875 | 7% | 2.1 | 70% | 33% | 0.53108 | 0.066701 | $75.00/ton
[13 empty] | 5.5823 | 2.399
Note on J2: Charlie Grist: Xenergy Number for Comparison
Note on K2: Charlie Grist: Xenergy Number for Comparison
Note on L2: Charlie Grist: From Xenergy 2002 CA
Note on M2: Charlie Grist: Where measures overlap, split between like measures.

## Data
BASELINE ENERGY CONSUMPTION |  |  |  |  | 32000
Conventional Baseline | Low Temp. | Med. Temp. | High Temp. | Total Compressors | Electric Defrost | Cooling Tower |  | AntiSweat and Case light
Total
kWh/day | 714 | 654 | 385 | 1753 | 82 | 306 | 2141
kWh/year | 260610 | 238710 | 140525 | 639845 | 29930 | 111690 | 781465
Compressor capacity, tons
| 15.3 | 32.9 | 21.8 | 70 |  |  | 70
Energy Use kWh/yr.-ton
| 16997 | 7257 | 6446 | 9137 |  |  | 11160
Source: Electric Power Research Institute (EPRI) CU 6268, pp. 3-7, 2-5, 2-6

## Notes & Source
Grocery Screening
| Base EUI | Lighting EUI | HVAC EUI | Refrigeration EUI | Other EUI | Total EUI |  | Savings Level | Savings kWh/sf | Floor Area | kWh | MWa
| 52 | 11 | 8 | 30 | 3 | 52 | 2005 | 5% | 1.5 | 54000000 | 81000000 | 9.2466
[7 empty] | 2005 | 10% | 3 | 54000000 | 162000000 | 18.4932
[7 empty] | 2005 | 15% | 4.5 | 54000000 | 243000000 | 27.7397
[7 empty] | 2005 | 20% | 6 | 54000000 | 324000000 | 36.9863
[7 empty] | 2025 | 5% | 1.5 | 70000000 | 105000000 | 11.9863
[7 empty] | 2025 | 10% | 3 | 70000000 | 210000000 | 23.9726
[7 empty] | 2025 | 15% | 4.5 | 70000000 | 315000000 | 35.9589
[7 empty] | 2025 | 20% | 6 | 70000000 | 420000000 | 47.9452
69230010.5123

## To Do
Item | Description | Done | Note
1 | Add floor area for part of big box retail that has grocery inside it.
2 | Fix DR | 2004-04-09 | Little change
3 | New Avoided Costs | 2004-04-09 | Little change
4 | New CHAR | 2004-04-09 | Little change
5 | Clean links and digisign | 2004-04-14

## Nov03
Q:\CG\Main\Plan 5\Commercial\Assessment\HVAC\[PC-Grocery-D1.xls]MDataRAW | [10 empty] | Data Set Name | [40 empty] | Data Set Name
|  | Resuslts From | 2003-11-01 |  | crt+; | ctl+shift+: |  |  |  |  | Weighted by Applicability and Remaining | [40 empty] | Screening test set for refrigeration measures. Not Weighted.
|  | MC file | MidC_DraftPlan_013103
|  | CHAR file | 2003-11-01 | [7 empty] | Input Data | [7 empty] | Periodic O&M | [5 empty] | Other Fuels | [26 empty] | Input Data | [7 empty] | Periodic O&M | [5 empty] | Other Fuels
[11 empty] | Category Name | Measure Name | Savings (kWh/yr.) | Phys Life (yr.) | Capital Cost ($) | Annual O&M ($) | Shape Pointer | Non-E Val ($/yr.) | Cost 1 ($) | Period 1 | Cost 2 ($) | Period 2 | Cost 3 ($) | Period 3 | Savings (mmBtu/yr) | Shape Pointer | [25 empty] | Category Name | Measure Name | Savings (kWh/yr.) | Phys Life (yr.) | Capital Cost ($) | Annual O&M ($) | Shape Pointer | Non-E Val ($/yr.) | Cost 1 ($) | Period 1 | Cost 2 ($) | Period 2 | Cost 3 ($) | Period 3 | Savings (mmBtu/yr) | Shape Pointer
Grocery Refrigeration Package | [10 empty] | 0.6 | 0.6 | 0 | 0.13875 | 0 |  | FLAT | [34 empty] | Night Covers for Display Cases - Vertical | Night Covers for Display Cases - Vertical | 148 | 5 | 9 |  | FLAT
Totals for Measures/Categories with Benefits Exceeding Costs | [10 empty] | 0.4 | 0.4 | 0 | 0.018437 | 0 |  | FLAT | [34 empty] | Night Covers for Display Cases - Horizontal | Night Covers for Display Cases - Horizontal | 59 | 5 | 9 |  | FLAT
0 | Totals Basis | Busbar Savings | PV Cost | First Cost | Admin Cost | Program Cost | Program $/KWa | Levelized Cost | PV Benefits | B/C Ratio | 1 | 1 | 0 | 0.45816 | 0 |  | FLAT | [34 empty] | Strip Curtains for Walk-in Boxes | Strip Curtains for Walk-in Boxes | 9774 | 4 | 67 |  | FLAT
0 | Measures with B/C>1.00 | 4.4381 | 0.9914 | 0.70099 | 0.1402 | 1.1316 | 2233.542 | 20.0281 | 2.1386 | 1.8899 | 0.33 | 0.33 | 0 | 0.28875 | 0 |  | FLAT | [34 empty] | Glass Doors on Open Display Cases (LT) | Glass Doors on Open Display Cases (LT) | 2800 | 12 | 591 |  | FLAT
0 | Categories with B/C>1.00 | 0 | 0 | 0 | 0 | 0 | 0 | 0 | 2.8951 | 0 | 0.33 | 0.33 | 0 | 0.11911 | 0 |  | FLAT | [34 empty] | Glass Doors on Open Display Cases (MT) | Glass Doors on Open Display Cases (MT) | 1155 | 12 | 591 |  | FLAT
0 | % of Measures with B/C >1.00 | 4.3704 | 1.5423 | 1.145 | 0.22901 | 1.7713 | 3550.4131 | 31.8364 | 2.106 | 1.1889 | 0.33 | 0.33 | 0 | 0.4983 | 0 |  | FLAT | [34 empty] | New Refrigeration Display Case with Doors (LT) | New Refrigeration Display Case with Doors (LT) | 1208 | 16 | 300 |  | FLAT
0 | Block 1: x <=10 m/kWh | 0.90921 | 0.037918 | 0.016813 | 0.0033625 | 0.041281 | 397.7302 | 3.5664 | 0.43813 | 10.6133 | 0.33 | 0.33 | 0 | 0.23966 | 0 |  | FLAT | [34 empty] | New Refrigeration Display Case with Doors (MT) | New Refrigeration Display Case with Doors (MT) | 581 | 16 | 300 |  | FLAT
0 | Block 2: 10< x <=20 m/kWh | 0.72091 | 0.10514 | 0.075139 | 0.015028 | 0.12017 | 1460.2354 | 13.0939 | 0.34739 | 2.8908 | 0.5 | 0.5 | 0 | 0.58516 | 0 |  | FLAT | [34 empty] | Special Doors with Low/No Anti-Sweat Heat | Special Doors with Low/No Anti-Sweat Heat | 749 | 12 | 231 |  | FLAT
0 | Block 3: 20< x <=30 m/kWh | 1.7699 | 0.44114 | 0.3247 | 0.064939 | 0.50608 | 2504.7239 | 22.4597 | 0.85289 | 1.6853 | 0.5 | 0.5 | 0 | 0.8575 | 0 |  | FLAT | [34 empty] | Anti-Sweat Heat Controls | Anti-Sweat Heat Controls | 343 | 11 | 56 |  | FLAT
0 | Block 4: 30< x <=40 m/kWh | 1.0381 | 0.4072 | 0.28434 | 0.056869 | 0.46407 | 3916.1233 | 35.1157 | 0.50022 | 1.0779 | 1 | 1 | 0 | 0.38664 | 0 |  | FLAT | [34 empty] | Auto-Closers for Coolers and Freezers | Auto-Closers for Coolers and Freezers | 3535 | 8 | 125 |  | FLAT
0 | Block 5: 40< x <=50 m/kWh | 0 | 0 | 0 | 0 | 0 | 0 | 0 | 0 | 0 | 1 | 1 | 0 | 0.13862 | 0 |  | FLAT | [34 empty] | Evaporative fan controller on walk-in | Evaporative fan controller on walk-in | 1109 | 5 | 265 |  | FLAT
0 | Block 6: 50< x <=60 m/kWh | 0.40713 | 0.23972 | 0.15687 | 0.031375 | 0.27109 | 5832.9077 | 52.3034 | 0.19619 | 0.72369 | 0.5 | 0.5 | 0 | 0.16406 | 0 |  | FLAT | [34 empty] | Air-cooled to Evaporative Cooled Condenser | Air-cooled to Evaporative Cooled Condenser | 300 | 16 | 781 |  | FLAT
0 | Block 7: 60m/kWh < x | 1.1627 | 1.7948 | 1.5411 | 0.30822 | 2.103 | 15845.0537 | 142.0818 | 0.56026 | 0.26641 | 0.5 | 0.5 | 0 | 0.27344 | 0 |  | FLAT | [34 empty] | Energy Efficient Condenser | Energy Efficient Condenser | 500 | 16 | 702 |  | FLAT
[11 empty] | 0.33 | 0.33 | 0 | 0.36094 | 0 |  | FLAT | [34 empty] | Floating Head Pressure Controller | Floating Head Pressure Controller | 1000 | 12 | 280 |  | FLAT
[11 empty] | 0.5 | 0.5 | 0 | 0.17456 | 0 |  | FLAT | [34 empty] | Efficient Evaporator Fan Motor - ECM | Efficient Evaporator Fan Motor - ECM | 84 | 16 | 161 |  | FLAT
| Stock of Grocery Floor Area in 2025 | 79810430.9463 | [8 empty] | 0.5 | 0.5 | 0 | 0.34913 | 0 |  | FLAT | [34 empty] | Efficient Evaporator Fan Motor - PSC | Efficient Evaporator Fan Motor - PSC | 168 | 16 | 161 |  | FLAT
[11 empty] | 0.33 | 0.33 | 0 | 0.53108 | 0 |  | FLAT | [34 empty] | Energy Efficient Compressors | Energy Efficient Compressors | 1051 | 15 | 132 |  | FLAT
|  | Annually |  | 20 Years
|  | kWh | MWa | kWh | MWa | lvl cost | TRC B/C | Annual Capital $Million | 2025 Capital $Million
| Measures with B/C>1.00 | 0 | 0 | 354210230.665 | 40.435 | 20.0281 | 1.8899 | 0 | 90.3132 |  | ProCost Results, Version 1.70a: JPH 03/07/01, 12:26 AM 6/30/2003 | [40 empty] | ProCost Results, Version 1.70a: JPH 03/07/01, 12:09 AM 6/30/2003
| Categories with B/C>1.00 | 0 | 0 | 0 | 0 | 0 | 0 |  |  |  | Measure Results (2000 $) |  | Measure Input Data | [7 empty] | Savings |  |  | PV Capital |  |  |  | PV O&M |  | Total PV Costs |  |  |  |  | Levelized Cost (mills/kwh) |  |  |  |  | PV Bulk Power System Benefits | [5 empty] | PV Regional Benefits | [5 empty] | Measure Results (2000 $) |  | Measure Input Data | [7 empty] | Savings |  |  | PV Capital |  |  |  | PV O&M |  | Total PV Costs |  |  |  |  | Levelized Cost (mills/kwh) |  |  |  |  | PV Bulk Power System Benefits | [5 empty] | PV Regional Benefits
| % of Measures with B/C >1.00 | 0 | 0 | 348804287.9505 | 39.8178 | 31.8364 | 1.1889 |  |  |  | Category | Measure | Measure Life | Site Savings (kWh) | Capital Cost ($/unit) | Annual O&M Cost ($/unit) | PV Per. Repl. Cost ($/unit) | Load Shape | Div. Load Factor | Bulk Pwr Coin. Factor | Bulk Energy (kWh) | Bulk Demand (kw) | Local Demand (kW) | Spon 1 | Spon 2 | Spon 3 | Cust | Utility | Cust | Spon 1 | Spon 2 | Spon 3 | Cust | Total | Spon 1 | Spon 2 | Spon 3 | Cust | Total | Energy | Bulk T&D Def. Cap. | Act C-E Credit | Total System Benefit | Total non-Consumer Cost | Bulk System B/C Ratio | Local T&D Def.Cap. | Non-E Value | Exter-nalities | Total Regional Benefit | Total Regional Cost | Total Regional B/C Ratio | Category | Measure | Measure Life | Site Savings (kWh) | Capital Cost ($/unit) | Annual O&M Cost ($/unit) | PV Per. Repl. Cost ($/unit) | Load Shape | Div. Load Factor | Bulk Pwr Coin. Factor | Bulk Energy (kWh) | Bulk Demand (kw) | Local Demand (kW) | Spon 1 | Spon 2 | Spon 3 | Cust | Utility | Cust | Spon 1 | Spon 2 | Spon 3 | Cust | Total | Spon 1 | Spon 2 | Spon 3 | Cust | Total | Energy | Bulk T&D Def. Cap. | Act C-E Credit | Total System Benefit | Total non-Consumer Cost | Bulk System B/C Ratio | Local T&D Def.Cap. | Non-E Value | Exter-nalities | Total Regional Benefit | Total Regional Cost | Total Regional B/C Ratio
| Block 1: x <=10 m/kWh | 0 | 0 | 72564652.3583 | 8.2836 | 3.5664 | 10.6133 |  |  |  | Night Covers for Display Cases - Vertical | Night Covers for Display Cases - Vertical | 5 | 0.13875 | 0.0084375 |  | 0 | FLAT | 1 | 0.64 | 0.14933 | 1.091e-05 | 1.7047e-05 |  |  | 0.0084375 | 0.01624 | 0 | 0 | 0 | 0 | 0.0084375 | 0.01624 | 0.024678 | 0 | 0 | 4.4383 | 8.5426 | 12.9809 | 0.071958 | 0.00041667 | 0.007573 | 0.079862 | 0.0084375 | 9.4651 | 0.0043403 | 0 | 0 | 0.084202 | 0.024678 | 3.4121 | Night Covers for Display Cases - Vertical | Night Covers for Display Cases - Vertical | 5 | 148 | 9 |  | 0 | FLAT | 1 | 0.64 | 159.285 | 0.011637 | 0.018183 |  |  | 9 | 17.3228 | 0 | 0 | 0 | 0 | 9 | 17.3228 | 26.3228 | 0 | 0 | 4.4383 | 8.5426 | 12.9809 | 76.7554 | 0.44445 | 8.0779 | 85.1857 | 9 | 9.4651 | 4.6297 | 0 | 0 | 89.8154 | 26.3228 | 3.4121
| Block 2: 10< x <=20 m/kWh | 0 | 0 | 57535997.0764 | 6.568 | 13.0939 | 2.8908 |  |  |  | Night Covers for Display Cases - Horizontal | Night Covers for Display Cases - Horizontal | 5 | 0.018437 | 0.0028125 |  | 0 | FLAT | 1 | 0.64 | 0.019843 | 1.4497e-06 | 2.2652e-06 |  |  | 0.0028125 | 0.0054134 | 0 | 0 | 0 | 0 | 0.0028125 | 0.0054134 | 0.0082259 | 0 | 0 | 11.1334 | 21.429 | 32.5623 | 0.009562 | 5.5369e-05 | 0.0010063 | 0.010612 | 0.0028125 | 3.7732 | 0.00057676 | 0 | 0 | 0.011189 | 0.0082259 | 1.3602 | Night Covers for Display Cases - Horizontal | Night Covers for Display Cases - Horizontal | 5 | 59 | 9 |  | 0 | FLAT | 1 | 0.64 | 63.4988 | 0.0046392 | 0.0072487 |  |  | 9 | 17.3228 | 0 | 0 | 0 | 0 | 9 | 17.3228 | 26.3228 | 0 | 0 | 11.1334 | 21.429 | 32.5623 | 30.5984 | 0.17718 | 3.2202 | 33.9592 | 9 | 3.7732 | 1.8456 | 0 | 0 | 35.8048 | 26.3228 | 1.3602
| Block 3: 20< x <=30 m/kWh | 0 | 0 | 141260227.8339 | 16.1256 | 22.4597 | 1.6853 |  |  |  | Strip Curtains for Walk-in Boxes | Strip Curtains for Walk-in Boxes | 4 | 0.45816 | 0.0031406 |  | 0 | FLAT | 1 | 0.64 | 0.49309 | 3.6025e-05 | 5.6289e-05 |  |  | 0.0031406 | 0.0080887 | 0 | 0 | 0 | 0 | 0.0031406 | 0.0080887 | 0.011229 | 0 | 0 | 0.50031 | 1.2885 | 1.7889 | 0.23761 | 0.0013759 | 0.025006 | 0.26371 | 0.0031406 | 83.9658 | 0.014332 | 0 | 0 | 0.27804 | 0.011229 | 24.7599 | Strip Curtains for Walk-in Boxes | Strip Curtains for Walk-in Boxes | 4 | 9774 | 67 |  | 0 | FLAT | 1 | 0.64 | 10519.2675 | 0.76853 | 1.2008 |  |  | 67 | 172.5588 | 0 | 0 | 0 | 0 | 67 | 172.5588 | 239.5588 | 0 | 0 | 0.50031 | 1.2885 | 1.7889 | 5068.9669 | 29.3517 | 533.4674 | 5625.7079 | 67 | 83.9658 | 305.7473 | 0 | 0 | 5931.4551 | 239.5588 | 24.7599
| Block 4: 30< x <=40 m/kWh | 0 | 0 | 82849353.3963 | 9.4577 | 35.1157 | 1.0779 |  |  |  | Glass Doors on Open Display Cases (LT) | Glass Doors on Open Display Cases (LT) | 12 | 0.28875 | 0.060947 |  | 0 | FLAT | 1 | 0.64 | 0.31077 | 2.2704e-05 | 3.5476e-05 |  |  | 0.060947 | 0.025424 | 0 | 0 | 0 | 0 | 0.060947 | 0.025424 | 0.086371 | 0 | 0 | 15.4051 | 6.4263 | 21.8314 | 0.14975 | 0.00086713 | 0.01576 | 0.1662 | 0.060947 | 2.7269 | 0.0090326 | 0 | 0 | 0.17523 | 0.086371 | 2.0288 | Glass Doors on Open Display Cases (LT) | Glass Doors on Open Display Cases (LT) | 12 | 2800 | 591 |  | 0 | FLAT | 1 | 0.64 | 3013.5 | 0.22016 | 0.34401 |  |  | 591.0001 | 246.5387 | 0 | 0 | 0 | 0 | 591.0001 | 246.5387 | 837.5388 | 0 | 0 | 15.4051 | 6.4263 | 21.8314 | 1452.1288 | 8.4085 | 152.8247 | 1611.6208 | 591.0001 | 2.7269 | 87.5887 | 0 | 0 | 1699.2096 | 837.5388 | 2.0288
| Block 5: 40< x <=50 m/kWh | 0 | 0 | 0 | 0 | 0 | 0 |  |  |  | Glass Doors on Open Display Cases (MT) | Glass Doors on Open Display Cases (MT) | 12 | 0.11911 | 0.060947 |  | 0 | FLAT | 1 | 0.64 | 0.12819 | 9.3656e-06 | 1.4634e-05 |  |  | 0.060947 | 0.025424 | 0 | 0 | 0 | 0 | 0.060947 | 0.025424 | 0.086371 | 0 | 0 | 37.3457 | 15.579 | 52.9247 | 0.061772 | 0.00035769 | 0.006501 | 0.068557 | 0.060947 | 1.1249 | 0.0037259 | 0 | 0 | 0.072283 | 0.086371 | 0.83689 | Glass Doors on Open Display Cases (MT) | Glass Doors on Open Display Cases (MT) | 12 | 1155 | 591 |  | 0 | FLAT | 1 | 0.64 | 1243.0687 | 0.090818 | 0.1419 |  |  | 591.0001 | 246.5387 | 0 | 0 | 0 | 0 | 591.0001 | 246.5387 | 837.5388 | 0 | 0 | 37.3457 | 15.579 | 52.9247 | 599.0031 | 3.4685 | 63.0402 | 664.7936 | 591.0001 | 1.1249 | 36.1304 | 0 | 0 | 700.924 | 837.5388 | 0.83689
| Block 6: 50< x <=60 m/kWh | 0 | 0 | 32493374.1368 | 3.7093 | 52.3034 | 0.72369 |  |  |  | New Refrigeration Display Case with Doors (LT) | New Refrigeration Display Case with Doors (LT) | 16 | 0.4983 | 0.12375 |  | 0 | FLAT | 1 | 0.64 | 0.5363 | 3.9181e-05 | 6.1221e-05 |  |  | 0.12375 | 0.019084 | 0 | 0 | 0 | 0 | 0.12375 | 0.019084 | 0.14283 | 0 | 0 | 18.1255 | 2.7952 | 20.9207 | 0.25843 | 0.0014964 | 0.027197 | 0.28681 | 0.12375 | 2.3177 | 0.015588 | 0 | 0 | 0.3024 | 0.14283 | 2.1171 | New Refrigeration Display Case with Doors (LT) | New Refrigeration Display Case with Doors (LT) | 16 | 1208 | 300 |  | 0 | FLAT | 1 | 0.64 | 1300.11 | 0.094985 | 0.14841 |  |  | 300 | 46.2646 | 0 | 0 | 0 | 0 | 300 | 46.2646 | 346.2646 | 0 | 0 | 18.1255 | 2.7952 | 20.9207 | 626.4899 | 3.6277 | 65.9329 | 695.2993 | 300 | 2.3177 | 37.7883 | 0 | 0 | 733.0876 | 346.2646 | 2.1171
| Block 7: 60m/kWh < x | 0 | 0 | 92793154.7784 | 10.5928 | 142.0818 | 0.26641 |  |  |  | New Refrigeration Display Case with Doors (MT) | New Refrigeration Display Case with Doors (MT) | 16 | 0.23966 | 0.12375 |  | 0 | FLAT | 1 | 0.64 | 0.25794 | 1.8845e-05 | 2.9445e-05 |  |  | 0.12375 | 0.019084 | 0 | 0 | 0 | 0 | 0.12375 | 0.019084 | 0.14283 | 0 | 0 | 37.6861 | 5.8118 | 43.4978 | 0.12429 | 0.00071972 | 0.013081 | 0.13794 | 0.12375 | 1.1147 | 0.007497 | 0 | 0 | 0.14544 | 0.14283 | 1.0183 | New Refrigeration Display Case with Doors (MT) | New Refrigeration Display Case with Doors (MT) | 16 | 581 | 300 |  | 0 | FLAT | 1 | 0.64 | 625.3012 | 0.045684 | 0.071381 |  |  | 300 | 46.2646 | 0 | 0 | 0 | 0 | 300 | 46.2646 | 346.2646 | 0 | 0 | 37.6861 | 5.8118 | 43.4978 | 301.3167 | 1.7448 | 31.7111 | 334.4113 | 300 | 1.1147 | 18.1747 | 0 | 0 | 352.586 | 346.2646 | 1.0183
[11 empty] | Special Doors with Low/No Anti-Sweat Heat | Special Doors with Low/No Anti-Sweat Heat | 12 | 0.58516 | 0.18047 |  | 0 | FLAT | 1 | 0.64 | 0.62977 | 4.6011e-05 | 7.1892e-05 |  |  | 0.18047 | 0.075283 | 0 | 0 | 0 | 0 | 0.18047 | 0.075283 | 0.25575 | 0 | 0 | 22.5095 | 9.39 | 31.8995 | 0.30347 | 0.0017572 | 0.031938 | 0.3368 | 0.18047 | 1.8663 | 0.018305 | 0 | 0 | 0.35511 | 0.25575 | 1.3885 | Special Doors with Low/No Anti-Sweat Heat | Special Doors with Low/No Anti-Sweat Heat | 12 | 749 | 231 |  | 0 | FLAT | 1 | 0.64 | 806.1113 | 0.058894 | 0.092022 |  |  | 231 | 96.3628 | 0 | 0 | 0 | 0 | 231 | 96.3628 | 327.3629 | 0 | 0 | 22.5095 | 9.39 | 31.8995 | 388.4445 | 2.2493 | 40.8806 | 431.1086 | 231 | 1.8663 | 23.43 | 0 | 0 | 454.5386 | 327.3629 | 1.3885
[11 empty] | Anti-Sweat Heat Controls | Anti-Sweat Heat Controls | 11 | 0.8575 | 0.14 |  | 0 | FLAT | 1 | 0.64 | 0.92288 | 6.7425e-05 | 0.00010535 |  |  | 0.14 | 0.071932 | 0 | 0 | 0 | 0 | 0.14 | 0.071932 | 0.21193 | 0 | 0 | 11.916 | 6.1224 | 18.0384 | 0.44471 | 0.0025751 | 0.046803 | 0.49356 | 0.14 | 3.5254 | 0.026824 | 0 | 0 | 0.52038 | 0.21193 | 2.4554 | Anti-Sweat Heat Controls | Anti-Sweat Heat Controls | 11 | 343 | 56 |  | 0 | FLAT | 1 | 0.64 | 369.1538 | 0.02697 | 0.042141 |  |  | 56 | 28.7726 | 0 | 0 | 0 | 0 | 56 | 28.7726 | 84.7726 | 0 | 0 | 11.916 | 6.1224 | 18.0384 | 177.8858 | 1.03 | 18.721 | 197.4236 | 56 | 3.5254 | 10.7296 | 0 | 0 | 208.1532 | 84.7726 | 2.4554
[11 empty] | Auto-Closers for Coolers and Freezers | Auto-Closers for Coolers and Freezers | 8 | 0.38664 | 0.013672 |  | 0 | FLAT | 1 | 0.64 | 0.41612 | 3.0402e-05 | 4.7503e-05 |  |  | 0.013672 | 0.013017 | 0 | 0 | 0 | 0 | 0.013672 | 0.013017 | 0.026689 | 0 | 0 | 2.5808 | 2.4572 | 5.0381 | 0.20052 | 0.0011611 | 0.021103 | 0.22254 | 0.013672 | 16.2774 | 0.012095 | 0 | 0 | 0.23464 | 0.026689 | 8.7915 | Auto-Closers for Coolers and Freezers | Auto-Closers for Coolers and Freezers | 8 | 3535 | 125 |  | 0 | FLAT | 1 | 0.64 | 3804.5437 | 0.27796 | 0.43431 |  |  | 125 | 119.0151 | 0 | 0 | 0 | 0 | 125 | 119.0151 | 244.0151 | 0 | 0 | 2.5808 | 2.4572 | 5.0381 | 1833.3127 | 10.6158 | 192.9412 | 2034.6713 | 125 | 16.2774 | 110.5808 | 0 | 0 | 2145.2522 | 244.0151 | 8.7915
[11 empty] | Evaporative fan controller on walk-in | Evaporative fan controller on walk-in | 5 | 0.13862 | 0.033125 |  | 0 | FLAT | 1 | 0.64 | 0.1492 | 1.09e-05 | 1.7031e-05 |  |  | 0.033125 | 0.063757 | 0 | 0 | 0 | 0 | 0.033125 | 0.063757 | 0.096882 | 0 | 0 | 17.4401 | 33.568 | 51.0081 | 0.071893 | 0.0004163 | 0.0075662 | 0.07979 | 0.033125 | 2.4087 | 0.0043364 | 0 | 0 | 0.084126 | 0.096882 | 0.86833 | Evaporative fan controller on walk-in | Evaporative fan controller on walk-in | 5 | 1109 | 265 |  | 0 | FLAT | 1 | 0.64 | 1193.5612 | 0.087201 | 0.13625 |  |  | 265 | 510.06 | 0 | 0 | 0 | 0 | 265 | 510.06 | 775.06 | 0 | 0 | 17.4401 | 33.568 | 51.0081 | 575.1467 | 3.3304 | 60.5295 | 638.317 | 265 | 2.4087 | 34.6914 | 0 | 0 | 673.0084 | 775.06 | 0.86833
[11 empty] | Air-cooled to Evaporative Cooled Condenser | Air-cooled to Evaporative Cooled Condenser | 16 | 0.16406 | 0.42711 |  | 0 | FLAT | 1 | 0.64 | 0.17657 | 1.29e-05 | 2.0157e-05 |  |  | 0.42711 | 0.065867 | 0 | 0 | 0 | 0 | 0.42711 | 0.065867 | 0.49298 | 0 | 0 | 190.0052 | 29.3017 | 219.3069 | 0.085086 | 0.00049269 | 0.0089546 | 0.094431 | 0.42711 | 0.22109 | 0.0051322 | 0 | 0 | 0.099563 | 0.49298 | 0.20196 | Air-cooled to Evaporative Cooled Condenser | Air-cooled to Evaporative Cooled Condenser | 16 | 300 | 781 |  | 0 | FLAT | 1 | 0.64 | 322.875 | 0.023589 | 0.036858 |  |  | 781.0001 | 120.4421 | 0 | 0 | 0 | 0 | 781.0001 | 120.4421 | 901.4422 | 0 | 0 | 190.0052 | 29.3017 | 219.3069 | 155.5852 | 0.90091 | 16.3741 | 172.6737 | 781.0001 | 0.22109 | 9.3845 | 0 | 0 | 182.0582 | 901.4422 | 0.20196
[11 empty] | Energy Efficient Condenser | Energy Efficient Condenser | 16 | 0.27344 | 0.38391 |  | 0 | FLAT | 1 | 0.64 | 0.29429 | 2.15e-05 | 3.3594e-05 |  |  | 0.38391 | 0.059204 | 0 | 0 | 0 | 0 | 0.38391 | 0.059204 | 0.44311 | 0 | 0 | 102.4714 | 15.8027 | 118.2741 | 0.14181 | 0.00082114 | 0.014924 | 0.15738 | 0.38391 | 0.40996 | 0.0085536 | 0 | 0 | 0.16594 | 0.44311 | 0.37449 | Energy Efficient Condenser | Energy Efficient Condenser | 16 | 500 | 702 |  | 0 | FLAT | 1 | 0.64 | 538.125 | 0.039315 | 0.06143 |  |  | 702.0001 | 108.2591 | 0 | 0 | 0 | 0 | 702.0001 | 108.2591 | 810.2592 | 0 | 0 | 102.4714 | 15.8027 | 118.2741 | 259.3087 | 1.5015 | 27.2901 | 287.7894 | 702.0001 | 0.40996 | 15.6408 | 0 | 0 | 303.4303 | 810.2592 | 0.37449
[11 empty] | Floating Head Pressure Controller | Floating Head Pressure Controller | 12 | 0.36094 | 0.10106 |  | 0 | FLAT | 1 | 0.64 | 0.38846 | 2.8381e-05 | 4.4345e-05 |  |  | 0.10106 | 0.042159 | 0 | 0 | 0 | 0 | 0.10106 | 0.042159 | 0.14322 | 0 | 0 | 20.4359 | 8.5249 | 28.9608 | 0.18719 | 0.0010839 | 0.0197 | 0.20775 | 0.10106 | 2.0556 | 0.011291 | 0 | 0 | 0.21904 | 0.14322 | 1.5294 | Floating Head Pressure Controller | Floating Head Pressure Controller | 12 | 1000 | 280 |  | 0 | FLAT | 1 | 0.64 | 1076.25 | 0.07863 | 0.12286 |  |  | 280 | 116.8034 | 0 | 0 | 0 | 0 | 280 | 116.8034 | 396.8035 | 0 | 0 | 20.4359 | 8.5249 | 28.9608 | 518.6174 | 3.003 | 54.5803 | 575.5789 | 280 | 2.0556 | 31.2817 | 0 | 0 | 606.8605 | 396.8035 | 1.5294
[11 empty] | Efficient Evaporator Fan Motor - ECM | Efficient Evaporator Fan Motor - ECM | 16 | 0.17456 | 0.33458 |  | 0 | FLAT | 1 | 0.64 | 0.18787 | 1.3726e-05 | 2.1447e-05 |  |  | 0.33458 | 0.051597 | 0 | 0 | 0 | 0 | 0.33458 | 0.051597 | 0.38618 | 0 | 0 | 139.8886 | 21.573 | 161.4615 | 0.090531 | 0.00052422 | 0.0095277 | 0.10047 | 0.33458 | 0.3003 | 0.0054606 | 0 | 0 | 0.10594 | 0.38618 | 0.27432 | Efficient Evaporator Fan Motor - ECM | Efficient Evaporator Fan Motor - ECM | 16 | 84 | 161 |  | 0 | FLAT | 1 | 0.64 | 90.405 | 0.0066049 | 0.01032 |  |  | 161 | 24.8287 | 0 | 0 | 0 | 0 | 161 | 24.8287 | 185.8287 | 0 | 0 | 139.8886 | 21.573 | 161.4615 | 43.5639 | 0.25226 | 4.5847 | 48.3486 | 161 | 0.3003 | 2.6277 | 0 | 0 | 50.9763 | 185.8287 | 0.27432
[11 empty] | Efficient Evaporator Fan Motor - PSC | Efficient Evaporator Fan Motor - PSC | 16 | 0.34913 | 0.33458 |  | 0 | FLAT | 1 | 0.64 | 0.37575 | 2.7452e-05 | 4.2893e-05 |  |  | 0.33458 | 0.051597 | 0 | 0 | 0 | 0 | 0.33458 | 0.051597 | 0.38618 | 0 | 0 | 69.9443 | 10.7865 | 80.7308 | 0.18106 | 0.0010484 | 0.019055 | 0.20095 | 0.33458 | 0.6006 | 0.010921 | 0 | 0 | 0.21187 | 0.38618 | 0.54864 | Efficient Evaporator Fan Motor - PSC | Efficient Evaporator Fan Motor - PSC | 16 | 168 | 161 |  | 0 | FLAT | 1 | 0.64 | 180.81 | 0.01321 | 0.02064 |  |  | 161 | 24.8287 | 0 | 0 | 0 | 0 | 161 | 24.8287 | 185.8287 | 0 | 0 | 69.9443 | 10.7865 | 80.7308 | 87.1277 | 0.50451 | 9.1695 | 96.6972 | 161 | 0.6006 | 5.2553 | 0 | 0 | 101.9526 | 185.8287 | 0.54864
[11 empty] | Energy Efficient Compressors | Energy Efficient Compressors | 15 | 0.53108 | 0.066701 |  | 0 | FLAT | 1 | 0.64 | 0.57158 | 4.1759e-05 | 6.5249e-05 |  |  | 0.066701 | 0.013764 | 0 | 0 | 0 | 0 | 0.066701 | 0.013764 | 0.080465 | 0 | 0 | 9.1666 | 1.8916 | 11.0581 | 0.27543 | 0.0015949 | 0.028987 | 0.30568 | 0.066701 | 4.5828 | 0.016613 | 0 | 0 | 0.32229 | 0.080465 | 4.0054 | Energy Efficient Compressors | Energy Efficient Compressors | 15 | 1051 | 132 |  | 0 | FLAT | 1 | 0.64 | 1131.1388 | 0.08264 | 0.12913 |  |  | 132 | 27.2388 | 0 | 0 | 0 | 0 | 132 | 27.2388 | 159.2388 | 0 | 0 | 9.1666 | 1.8916 | 11.0581 | 545.0669 | 3.1562 | 57.3638 | 604.9334 | 132 | 4.5828 | 32.8771 | 0 | 0 | 637.8104 | 159.2388 | 4.0054
[11 empty] | Category Totals (2000 $) |  | Savings Weighted Measure Data | [7 empty] | Savings |  |  | PV Costs |  |  |  | Lvl Cst | PV Bulk Power System Benefits | [5 empty] | PV Regional Benefits | [16 empty] | Category Totals (2000 $) |  | Savings Weighted Measure Data | [7 empty] | Savings |  |  | PV Costs |  |  |  | Lvl Cst | PV Bulk Power System Benefits | [5 empty] | PV Regional Benefits
[12 empty] | Category | Weighted Measure Life | Site Savings (kWh) | Capital Cost ($/unit) | Annual O&M Cost ($/unit) | Per. Repl. Cost ($/unit) | Load Shape | Weighted Load Factor | Weighted Coinc. Factor | Bulk Energy (kWh) | Bulk Demand (kw) | Local Demand (kW) | PV Capital | PV Annual O&M | PV Period. Repl. | PV Total Costs | Levelized Cost mills/kWh | Energy | Bulk T&D Def. Cap. | Act C-E Credit | Total System Benefit | Total non-Consumer Cost | Bulk System B/C Ratio | Local T&D Def.Cap. | Non-E Value | Exter-nalities | Total Regional Benefit | Total Regional Cost | Total Regional B/C Ratio | [12 empty] | Category | Weighted Measure Life | Site Savings (kWh) | Capital Cost ($/unit) | Annual O&M Cost ($/unit) | Per. Repl. Cost ($/unit) | Load Shape | Weighted Load Factor | Weighted Coinc. Factor | Bulk Energy (kWh) | Bulk Demand (kw) | Local Demand (kW) | PV Capital | PV Annual O&M | PV Period. Repl. | PV Total Costs | Levelized Cost mills/kWh | Energy | Bulk T&D Def. Cap. | Act C-E Credit | Total System Benefit | Total non-Consumer Cost | Bulk System B/C Ratio | Local T&D Def.Cap. | Non-E Value | Exter-nalities | Total Regional Benefit | Total Regional Cost | Total Regional B/C Ratio
[12 empty] | Strip Curtains for Walk-in Boxes | 4 | 0.45816 | 0.0031406 | 0 | 0 |  | 1 | 0.64 | 0.49309 | 3.6025e-05 | 5.6289e-05 | 0.011229 | 0 | 0 | 0.011229 | 1.7889 | 0.23761 | 0.0013759 | 0.025006 | 0.26371 | 0.0031406 | 83.9658 | 0.014332 | 0 | 0 | 0.27804 | 0.011229 | 24.7599 | [12 empty] | Strip Curtains for Walk-in Boxes | 4 | 9774 | 67 | 0 | 0 |  | 1 | 0.64 | 10519.2675 | 0.76853 | 1.2008 | 239.5588 | 0 | 0 | 239.5588 | 1.7889 | 5068.9669 | 29.3517 | 533.4674 | 5625.7079 | 67 | 83.9658 | 305.7473 | 0 | 0 | 5931.4551 | 239.5588 | 24.7599
[12 empty] | Auto-Closers for Coolers and Freezers | 8 | 0.38664 | 0.013672 | 0 | 0 |  | 1 | 0.64 | 0.41612 | 3.0402e-05 | 4.7503e-05 | 0.026689 | 0 | 0 | 0.026689 | 5.0381 | 0.20052 | 0.0011611 | 0.021103 | 0.22254 | 0.013672 | 16.2774 | 0.012095 | 0 | 0 | 0.23464 | 0.026689 | 8.7915 | [12 empty] | Auto-Closers for Coolers and Freezers | 8 | 3535 | 125 | 0 | 0 |  | 1 | 0.64 | 3804.5437 | 0.27796 | 0.43431 | 244.0151 | 0 | 0 | 244.0151 | 5.0381 | 1833.3127 | 10.6158 | 192.9412 | 2034.6713 | 125 | 16.2774 | 110.5808 | 0 | 0 | 2145.2522 | 244.0151 | 8.7915
[12 empty] | Energy Efficient Compressors | 15 | 0.53108 | 0.066701 | 0 | 0 |  | 1 | 0.64 | 0.57158 | 4.1759e-05 | 6.5249e-05 | 0.080465 | 0 | 0 | 0.080465 | 11.0581 | 0.27543 | 0.0015949 | 0.028987 | 0.30568 | 0.066701 | 4.5828 | 0.016613 | 0 | 0 | 0.32229 | 0.080465 | 4.0054 | [12 empty] | Energy Efficient Compressors | 15 | 1051 | 132 | 0 | 0 |  | 1 | 0.64 | 1131.1388 | 0.08264 | 0.12913 | 159.2388 | 0 | 0 | 159.2388 | 11.0581 | 545.0669 | 3.1562 | 57.3638 | 604.9334 | 132 | 4.5828 | 32.8771 | 0 | 0 | 637.8104 | 159.2388 | 4.0054
[12 empty] | Night Covers for Display Cases - Vertical | 5 | 0.13875 | 0.0084375 | 0 | 0 |  | 1 | 0.64 | 0.14933 | 1.091e-05 | 1.7047e-05 | 0.024678 | 0 | 0 | 0.024678 | 12.9809 | 0.071958 | 0.00041667 | 0.007573 | 0.079862 | 0.0084375 | 9.4651 | 0.0043403 | 0 | 0 | 0.084202 | 0.024678 | 3.4121 | [12 empty] | Night Covers for Display Cases - Vertical | 5 | 148 | 9 | 0 | 0 |  | 1 | 0.64 | 159.285 | 0.011637 | 0.018183 | 26.3228 | 0 | 0 | 26.3228 | 12.9809 | 76.7554 | 0.44445 | 8.0779 | 85.1857 | 9 | 9.4651 | 4.6297 | 0 | 0 | 89.8154 | 26.3228 | 3.4121
[12 empty] | Anti-Sweat Heat Controls | 11 | 0.8575 | 0.14 | 0 | 0 |  | 1 | 0.64 | 0.92288 | 6.7425e-05 | 0.00010535 | 0.21193 | 0 | 0 | 0.21193 | 18.0384 | 0.44471 | 0.0025751 | 0.046803 | 0.49356 | 0.14 | 3.5254 | 0.026824 | 0 | 0 | 0.52038 | 0.21193 | 2.4554 | [12 empty] | Anti-Sweat Heat Controls | 11 | 343 | 56 | 0 | 0 |  | 1 | 0.64 | 369.1538 | 0.02697 | 0.042141 | 84.7726 | 0 | 0 | 84.7726 | 18.0384 | 177.8858 | 1.03 | 18.721 | 197.4236 | 56 | 3.5254 | 10.7296 | 0 | 0 | 208.1532 | 84.7726 | 2.4554
[12 empty] | New Refrigeration Display Case with Doors (LT) | 16 | 0.4983 | 0.12375 | 0 | 0 |  | 1 | 0.64 | 0.5363 | 3.9181e-05 | 6.1221e-05 | 0.14283 | 0 | 0 | 0.14283 | 20.9207 | 0.25843 | 0.0014964 | 0.027197 | 0.28681 | 0.12375 | 2.3177 | 0.015588 | 0 | 0 | 0.3024 | 0.14283 | 2.1171 | [12 empty] | New Refrigeration Display Case with Doors (LT) | 16 | 1208 | 300 | 0 | 0 |  | 1 | 0.64 | 1300.11 | 0.094985 | 0.14841 | 346.2646 | 0 | 0 | 346.2646 | 20.9207 | 626.4899 | 3.6277 | 65.9329 | 695.2993 | 300 | 2.3177 | 37.7883 | 0 | 0 | 733.0876 | 346.2646 | 2.1171
[12 empty] | Glass Doors on Open Display Cases (LT) | 12 | 0.28875 | 0.060947 | 0 | 0 |  | 1 | 0.64 | 0.31077 | 2.2704e-05 | 3.5476e-05 | 0.086371 | 0 | 0 | 0.086371 | 21.8314 | 0.14975 | 0.00086713 | 0.01576 | 0.1662 | 0.060947 | 2.7269 | 0.0090326 | 0 | 0 | 0.17523 | 0.086371 | 2.0288 | [12 empty] | Glass Doors on Open Display Cases (LT) | 12 | 2800 | 591 | 0 | 0 |  | 1 | 0.64 | 3013.5 | 0.22016 | 0.34401 | 837.5388 | 0 | 0 | 837.5388 | 21.8314 | 1452.1288 | 8.4085 | 152.8247 | 1611.6208 | 591.0001 | 2.7269 | 87.5887 | 0 | 0 | 1699.2096 | 837.5388 | 2.0288
[12 empty] | Floating Head Pressure Controller | 12 | 0.36094 | 0.10106 | 0 | 0 |  | 1 | 0.64 | 0.38846 | 2.8381e-05 | 4.4345e-05 | 0.14322 | 0 | 0 | 0.14322 | 28.9608 | 0.18719 | 0.0010839 | 0.0197 | 0.20775 | 0.10106 | 2.0556 | 0.011291 | 0 | 0 | 0.21904 | 0.14322 | 1.5294 | [12 empty] | Floating Head Pressure Controller | 12 | 1000 | 280 | 0 | 0 |  | 1 | 0.64 | 1076.25 | 0.07863 | 0.12286 | 396.8035 | 0 | 0 | 396.8035 | 28.9608 | 518.6174 | 3.003 | 54.5803 | 575.5789 | 280 | 2.0556 | 31.2817 | 0 | 0 | 606.8605 | 396.8035 | 1.5294
[12 empty] | Special Doors with Low/No Anti-Sweat Heat | 12 | 0.58516 | 0.18047 | 0 | 0 |  | 1 | 0.64 | 0.62977 | 4.6011e-05 | 7.1892e-05 | 0.25575 | 0 | 0 | 0.25575 | 31.8995 | 0.30347 | 0.0017572 | 0.031938 | 0.3368 | 0.18047 | 1.8663 | 0.018305 | 0 | 0 | 0.35511 | 0.25575 | 1.3885 | [12 empty] | Special Doors with Low/No Anti-Sweat Heat | 12 | 749 | 231 | 0 | 0 |  | 1 | 0.64 | 806.1113 | 0.058894 | 0.092022 | 327.3629 | 0 | 0 | 327.3629 | 31.8994 | 388.4445 | 2.2493 | 40.8806 | 431.1086 | 231 | 1.8663 | 23.43 | 0 | 0 | 454.5386 | 327.3629 | 1.3885
[12 empty] | Night Covers for Display Cases - Horizontal | 5 | 0.018437 | 0.0028125 | 0 | 0 |  | 1 | 0.64 | 0.019843 | 1.4497e-06 | 2.2652e-06 | 0.0082259 | 0 | 0 | 0.0082259 | 32.5623 | 0.009562 | 5.5369e-05 | 0.0010063 | 0.010612 | 0.0028125 | 3.7732 | 0.00057676 | 0 | 0 | 0.011189 | 0.0082259 | 1.3602 | [12 empty] | Night Covers for Display Cases - Horizontal | 5 | 59 | 9 | 0 | 0 |  | 1 | 0.64 | 63.4988 | 0.0046392 | 0.0072487 | 26.3228 | 0 | 0 | 26.3228 | 32.5623 | 30.5984 | 0.17718 | 3.2202 | 33.9592 | 9 | 3.7732 | 1.8456 | 0 | 0 | 35.8048 | 26.3228 | 1.3602
[12 empty] | New Refrigeration Display Case with Doors (MT) | 16 | 0.23966 | 0.12375 | 0 | 0 |  | 1 | 0.64 | 0.25794 | 1.8845e-05 | 2.9445e-05 | 0.14283 | 0 | 0 | 0.14283 | 43.4978 | 0.12429 | 0.00071972 | 0.013081 | 0.13794 | 0.12375 | 1.1147 | 0.007497 | 0 | 0 | 0.14544 | 0.14283 | 1.0183 | [12 empty] | New Refrigeration Display Case with Doors (MT) | 16 | 581 | 300 | 0 | 0 |  | 1 | 0.64 | 625.3012 | 0.045684 | 0.071381 | 346.2646 | 0 | 0 | 346.2646 | 43.4978 | 301.3167 | 1.7448 | 31.7111 | 334.4113 | 300 | 1.1147 | 18.1747 | 0 | 0 | 352.586 | 346.2646 | 1.0183
[12 empty] | Evaporative fan controller on walk-in | 5 | 0.13862 | 0.033125 | 0 | 0 |  | 1 | 0.64 | 0.1492 | 1.09e-05 | 1.7031e-05 | 0.096882 | 0 | 0 | 0.096882 | 51.0081 | 0.071893 | 0.0004163 | 0.0075662 | 0.07979 | 0.033125 | 2.4087 | 0.0043364 | 0 | 0 | 0.084126 | 0.096882 | 0.86833 | [12 empty] | Evaporative fan controller on walk-in | 5 | 1109 | 265 | 0 | 0 |  | 1 | 0.64 | 1193.5612 | 0.087201 | 0.13625 | 775.06 | 0 | 0 | 775.06 | 51.0081 | 575.1467 | 3.3304 | 60.5295 | 638.317 | 265 | 2.4087 | 34.6914 | 0 | 0 | 673.0084 | 775.06 | 0.86833
[12 empty] | Glass Doors on Open Display Cases (MT) | 12 | 0.11911 | 0.060947 | 0 | 0 |  | 1 | 0.64 | 0.12819 | 9.3656e-06 | 1.4634e-05 | 0.086371 | 0 | 0 | 0.086371 | 52.9247 | 0.061772 | 0.00035769 | 0.006501 | 0.068557 | 0.060947 | 1.1249 | 0.0037259 | 0 | 0 | 0.072283 | 0.086371 | 0.83689 | [12 empty] | Glass Doors on Open Display Cases (MT) | 12 | 1155 | 591 | 0 | 0 |  | 1 | 0.64 | 1243.0687 | 0.090818 | 0.1419 | 837.5388 | 0 | 0 | 837.5388 | 52.9247 | 599.0031 | 3.4685 | 63.0402 | 664.7936 | 591.0001 | 1.1249 | 36.1304 | 0 | 0 | 700.924 | 837.5388 | 0.83689
[12 empty] | Efficient Evaporator Fan Motor - PSC | 16 | 0.34913 | 0.33458 | 0 | 0 |  | 1 | 0.64 | 0.37575 | 2.7452e-05 | 4.2893e-05 | 0.38618 | 0 | 0 | 0.38618 | 80.7308 | 0.18106 | 0.0010484 | 0.019055 | 0.20095 | 0.33458 | 0.6006 | 0.010921 | 0 | 0 | 0.21187 | 0.38618 | 0.54864 | [12 empty] | Efficient Evaporator Fan Motor - PSC | 16 | 168 | 161 | 0 | 0 |  | 1 | 0.64 | 180.81 | 0.01321 | 0.02064 | 185.8287 | 0 | 0 | 185.8287 | 80.7308 | 87.1277 | 0.50451 | 9.1695 | 96.6972 | 161 | 0.6006 | 5.2553 | 0 | 0 | 101.9526 | 185.8287 | 0.54864
[12 empty] | Energy Efficient Condenser | 16 | 0.27344 | 0.38391 | 0 | 0 |  | 1 | 0.64 | 0.29429 | 2.15e-05 | 3.3594e-05 | 0.44311 | 0 | 0 | 0.44311 | 118.2741 | 0.14181 | 0.00082114 | 0.014924 | 0.15738 | 0.38391 | 0.40996 | 0.0085536 | 0 | 0 | 0.16594 | 0.44311 | 0.37449 | [12 empty] | Energy Efficient Condenser | 16 | 500 | 702 | 0 | 0 |  | 1 | 0.64 | 538.125 | 0.039315 | 0.06143 | 810.2592 | 0 | 0 | 810.2592 | 118.2741 | 259.3087 | 1.5015 | 27.2901 | 287.7894 | 702.0001 | 0.40996 | 15.6408 | 0 | 0 | 303.4303 | 810.2592 | 0.37449
[12 empty] | Efficient Evaporator Fan Motor - ECM | 16 | 0.17456 | 0.33458 | 0 | 0 |  | 1 | 0.64 | 0.18787 | 1.3726e-05 | 2.1447e-05 | 0.38618 | 0 | 0 | 0.38618 | 161.4615 | 0.090531 | 0.00052422 | 0.0095277 | 0.10047 | 0.33458 | 0.3003 | 0.0054606 | 0 | 0 | 0.10594 | 0.38618 | 0.27432 | [12 empty] | Efficient Evaporator Fan Motor - ECM | 16 | 84 | 161 | 0 | 0 |  | 1 | 0.64 | 90.405 | 0.0066049 | 0.01032 | 185.8287 | 0 | 0 | 185.8287 | 161.4615 | 43.5639 | 0.25226 | 4.5847 | 48.3486 | 161 | 0.3003 | 2.6277 | 0 | 0 | 50.9763 | 185.8287 | 0.27432
[12 empty] | Air-cooled to Evaporative Cooled Condenser | 16 | 0.16406 | 0.42711 | 0 | 0 |  | 1 | 0.64 | 0.17657 | 1.29e-05 | 2.0157e-05 | 0.49298 | 0 | 0 | 0.49298 | 219.3069 | 0.085086 | 0.00049269 | 0.0089546 | 0.094431 | 0.42711 | 0.22109 | 0.0051322 | 0 | 0 | 0.099563 | 0.49298 | 0.20196 | [12 empty] | Air-cooled to Evaporative Cooled Condenser | 16 | 300 | 781 | 0 | 0 |  | 1 | 0.64 | 322.875 | 0.023589 | 0.036858 | 901.4422 | 0 | 0 | 901.4423 | 219.3069 | 155.5852 | 0.90091 | 16.3741 | 172.6737 | 781.0001 | 0.22109 | 9.3845 | 0 | 0 | 182.0582 | 901.4423 | 0.20196
[11 empty] | Totals for Measures/Categories with Benefits Exceeding Costs | [40 empty] | Totals for Measures/Categories with Benefits Exceeding Costs
[12 empty] | Totals Basis | Busbar Savings | PV Cost | First Cost | Admin Cost | Program Cost | Program $/KWa | Levelized Cost | PV Benefits | B/C Ratio | [31 empty] | Totals Basis | Busbar Savings | PV Cost | First Cost | Admin Cost | Program Cost | Program $/KWa | Levelized Cost | PV Benefits | B/C Ratio
[12 empty] | Measures with B/C>1.00 | 4.4381 | 0.9914 | 0.70099 | 0.1402 | 1.1316 | 2233.542 | 20.0281 | 2.1386 | 1.8899 | [31 empty] | Measures with B/C>1.00 | 22242.8587 | 2688.2007 | 1800 | 360 | 3048.2007 | 1200.4858 | 10.7647 | 10718.2666 | 3.5163
[12 empty] | Categories with B/C>1.00 | 0 | 0 | 0 | 0 | 0 | 0 | 0 | 2.8951 | 0 | [31 empty] | Categories with B/C>1.00 | 0 | 0 | 0 | 0 | 0 | 0 | 0 | 12739.3188 | 0
[12 empty] | % of Measures with B/C >1.00 | 4.3704 | 1.5423 | 1.145 | 0.22901 | 1.7713 | 3550.4131 | 31.8364 | 2.106 | 1.1889 | [31 empty] | % of Measures with B/C >1.00 | 22451.3548 | 4234.9087 | 2827.7201 | 565.544 | 4800.4527 | 1873.0258 | 16.7953 | 10818.7356 | 2.2537
[12 empty] | Block 1: x <=10 m/kWh | 0.90921 | 0.037918 | 0.016813 | 0.0033625 | 0.041281 | 397.7302 | 3.5664 | 0.43813 | 10.6133 | [31 empty] | Block 1: x <=10 m/kWh | 14323.8113 | 483.574 | 192 | 38.4 | 521.974 | 319.2231 | 2.8625 | 6902.2795 | 13.2234
[12 empty] | Block 2: 10< x <=20 m/kWh | 0.72091 | 0.10514 | 0.075139 | 0.015028 | 0.12017 | 1460.2354 | 13.0939 | 0.34739 | 2.8908 | [31 empty] | Block 2: 10< x <=20 m/kWh | 1290.4237 | 185.5616 | 141 | 28.2 | 213.7616 | 1451.1139 | 13.0121 | 621.8223 | 2.909
[12 empty] | Block 3: 20< x <=30 m/kWh | 1.7699 | 0.44114 | 0.3247 | 0.064939 | 0.50608 | 2504.7239 | 22.4597 | 0.85289 | 1.6853 | [31 empty] | Block 3: 20< x <=30 m/kWh | 4682.7638 | 1268.576 | 947 | 189.4 | 1457.976 | 2727.4214 | 24.4566 | 2256.5045 | 1.5477
[12 empty] | Block 4: 30< x <=40 m/kWh | 1.0381 | 0.4072 | 0.28434 | 0.056869 | 0.46407 | 3916.1233 | 35.1157 | 0.50022 | 1.0779 | [31 empty] | Block 4: 30< x <=40 m/kWh | 1945.86 | 750.4891 | 520 | 104 | 854.4891 | 3846.7952 | 34.494 | 937.6603 | 1.0973
[12 empty] | Block 5: 40< x <=50 m/kWh | 0 | 0 | 0 | 0 | 0 | 0 | 0 | 0 | 0 | [31 empty] | Block 5: 40< x <=50 m/kWh | 0 | 0 | 0 | 0 | 0 | 0 | 0 | 0 | 0
[12 empty] | Block 6: 50< x <=60 m/kWh | 0.40713 | 0.23972 | 0.15687 | 0.031375 | 0.27109 | 5832.9077 | 52.3034 | 0.19619 | 0.72369 | [31 empty] | Block 6: 50< x <=60 m/kWh | 1818.8625 | 1121.3246 | 565 | 113 | 1234.3246 | 5944.7505 | 53.3063 | 876.4635 | 0.71008
[12 empty] | Block 7: 60m/kWh < x | 1.1627 | 1.7948 | 1.5411 | 0.30822 | 2.103 | 15845.0537 | 142.0818 | 0.56026 | 0.26641 | [31 empty] | Block 7: 60m/kWh < x | 2375.2838 | 2920.8976 | 2396 | 479.2 | 3400.0976 | 12539.4932 | 112.441 | 1144.5887 | 0.33663

## 9Apr04
Q:\CG\Main\Plan 5\Commercial\Assessment\HVAC\[PC-Grocery-D1.xls]Summary | [10 empty] | Data Set Name | [40 empty] | Data Set Name
|  | Resuslts From | 2004-04-09 | 12:38 | crt+; | ctl+shift+: |  |  |  |  | Weighted by Applicability and Remaining | [40 empty] | Screening test set for refrigeration measures. Not Weighted.
|  | MC file | MidC_DraftPlan_122903
|  | CHAR file | 2004-04-09 | [7 empty] | Input Data | [7 empty] | Periodic O&M | [5 empty] | Other Fuels | [26 empty] | Input Data | [7 empty] | Periodic O&M | [5 empty] | Other Fuels
[11 empty] | Category Name | Measure Name | Savings (kWh/yr.) | Phys Life (yr.) | Capital Cost ($) | Annual O&M ($) | Shape Pointer | Non-E Val ($/yr.) | Cost 1 ($) | Period 1 | Cost 2 ($) | Period 2 | Cost 3 ($) | Period 3 | Savings (mmBtu/yr) | Shape Pointer | [25 empty] | Category Name | Measure Name | Savings (kWh/yr.) | Phys Life (yr.) | Capital Cost ($) | Annual O&M ($) | Shape Pointer | Non-E Val ($/yr.) | Cost 1 ($) | Period 1 | Cost 2 ($) | Period 2 | Cost 3 ($) | Period 3 | Savings (mmBtu/yr) | Shape Pointer
Grocery Refrigeration Package | [10 empty] | Night Covers for Display Cases - Vertical | Night Covers for Display Cases - Vertical | 0.13875 | 5 | 0.0084375 |  | FLAT | [34 empty] | Night Covers for Display Cases - Vertical | Night Covers for Display Cases - Vertical | 148 | 5 | 9 |  | FLAT
Totals for Measures/Categories with Benefits Exceeding Costs | [10 empty] | Night Covers for Display Cases - Horizontal | Night Covers for Display Cases - Horizontal | 0.018437 | 5 | 0.0028125 |  | FLAT | [34 empty] | Night Covers for Display Cases - Horizontal | Night Covers for Display Cases - Horizontal | 59 | 5 | 9 |  | FLAT
0 | Totals Basis | Busbar Savings | PV Cost | First Cost | Admin Cost | Program Cost | Program $/KWa | Levelized Cost | PV Benefits | B/C Ratio | Strip Curtains for Walk-in Boxes | Strip Curtains for Walk-in Boxes | 0.45816 | 4 | 0.0031406 |  | FLAT | [34 empty] | Strip Curtains for Walk-in Boxes | Strip Curtains for Walk-in Boxes | 9774 | 4 | 67 |  | FLAT
0 | Measures with B/C>1.00 | 4.4381 | 1.0157 | 0.70099 | 0.1402 | 1.1559 | 2281.4697 | 19.1638 | 2.1536 | 1.8632 | Glass Doors on Open Display Cases (LT) | Glass Doors on Open Display Cases (LT) | 0.28875 | 12 | 0.060947 |  | FLAT | [34 empty] | Glass Doors on Open Display Cases (LT) | Glass Doors on Open Display Cases (LT) | 2800 | 12 | 591 |  | FLAT
0 | Categories with B/C>1.00 | 0 | 0 | 0 | 0 | 0 | 0 | 0 | 2.9154 | 0 | Glass Doors on Open Display Cases (MT) | Glass Doors on Open Display Cases (MT) | 0.11911 | 12 | 0.060947 |  | FLAT | [34 empty] | Glass Doors on Open Display Cases (MT) | Glass Doors on Open Display Cases (MT) | 1155 | 12 | 591 |  | FLAT
0 | % of Measures with B/C >1.00 | 4.3386 | 1.5661 | 1.1389 | 0.22778 | 1.7939 | 3622.0308 | 30.4241 | 2.1054 | 1.1736 | New Refrigeration Display Case with Doors (LT) | New Refrigeration Display Case with Doors (LT) | 0.4983 | 16 | 0.12375 |  | FLAT | [34 empty] | New Refrigeration Display Case with Doors (LT) | New Refrigeration Display Case with Doors (LT) | 1208 | 16 | 300 |  | FLAT
0 | Block 1: x <=10 m/kWh | 0.90921 | 0.039573 | 0.016813 | 0.0033625 | 0.042935 | 413.6664 | 3.4747 | 0.4412 | 10.2761 | New Refrigeration Display Case with Doors (MT) | New Refrigeration Display Case with Doors (MT) | 0.23966 | 16 | 0.12375 |  | FLAT | [34 empty] | New Refrigeration Display Case with Doors (MT) | New Refrigeration Display Case with Doors (MT) | 581 | 16 | 300 |  | FLAT
0 | Block 2: 10< x <=20 m/kWh | 1.6438 | 0.32552 | 0.21514 | 0.043028 | 0.36855 | 1964.0686 | 16.4977 | 0.79766 | 2.1643 | Special Doors with Low/No Anti-Sweat Heat | Special Doors with Low/No Anti-Sweat Heat | 0.58516 | 12 | 0.18047 |  | FLAT | [34 empty] | Special Doors with Low/No Anti-Sweat Heat | Special Doors with Low/No Anti-Sweat Heat | 749 | 12 | 231 |  | FLAT
0 | Block 3: 20< x <=30 m/kWh | 0.84706 | 0.23305 | 0.1847 | 0.036939 | 0.26999 | 2792.1138 | 23.453 | 0.41104 | 1.5225 | Anti-Sweat Heat Controls | Anti-Sweat Heat Controls | 0.8575 | 11 | 0.14 |  | FLAT | [34 empty] | Anti-Sweat Heat Controls | Anti-Sweat Heat Controls | 343 | 11 | 56 |  | FLAT
0 | Block 4: 30< x <=40 m/kWh | 1.0381 | 0.41753 | 0.28434 | 0.056869 | 0.4744 | 4003.3318 | 33.627 | 0.50374 | 1.0618 | Auto-Closers for Coolers and Freezers | Auto-Closers for Coolers and Freezers | 0.38664 | 8 | 0.013672 |  | FLAT | [34 empty] | Auto-Closers for Coolers and Freezers | Auto-Closers for Coolers and Freezers | 3535 | 8 | 125 |  | FLAT
0 | Block 5: 40< x <=50 m/kWh | 0.25794 | 0.14453 | 0.12375 | 0.02475 | 0.16928 | 5749.062 | 48.2906 | 0.12517 | 0.7394 | Evaporative fan controller on walk-in | Evaporative fan controller on walk-in | 0.13862 | 5 | 0.033125 |  | FLAT | [34 empty] | Evaporative fan controller on walk-in | Evaporative fan controller on walk-in | 1109 | 5 | 265 |  | FLAT
0 | Block 6: 50< x <=60 m/kWh | 0.27739 | 0.19029 | 0.094072 | 0.018814 | 0.20911 | 6603.7671 | 55.4699 | 0.1346 | 0.6437 | Air-cooled to Evaporative Cooled Condenser | Air-cooled to Evaporative Cooled Condenser | 0.16406 | 16 | 0.42711 |  | FLAT | [34 empty] | Air-cooled to Evaporative Cooled Condenser | Air-cooled to Evaporative Cooled Condenser | 300 | 16 | 781 |  | FLAT
0 | Block 7: 60m/kWh < x | 1.0345 | 1.7287 | 1.4802 | 0.29603 | 2.0248 | 17145.7266 | 144.0197 | 0.50199 | 0.24793 | Energy Efficient Condenser | Energy Efficient Condenser | 0.27344 | 16 | 0.38391 |  | FLAT | [34 empty] | Energy Efficient Condenser | Energy Efficient Condenser | 500 | 16 | 702 |  | FLAT
[11 empty] | Floating Head Pressure Controller | Floating Head Pressure Controller | 0.36094 | 12 | 0.10106 |  | FLAT | [34 empty] | Floating Head Pressure Controller | Floating Head Pressure Controller | 1000 | 12 | 280 |  | FLAT
[11 empty] | Efficient Evaporator Fan Motor - ECM | Efficient Evaporator Fan Motor - ECM | 0.17456 | 16 | 0.33458 |  | FLAT | [34 empty] | Efficient Evaporator Fan Motor - ECM | Efficient Evaporator Fan Motor - ECM | 84 | 16 | 161 |  | FLAT
| Stock of Grocery Floor Area in 2025 | 79810430.9463 | [8 empty] | Efficient Evaporator Fan Motor - PSC | Efficient Evaporator Fan Motor - PSC | 0.34913 | 16 | 0.33458 |  | FLAT | [34 empty] | Efficient Evaporator Fan Motor - PSC | Efficient Evaporator Fan Motor - PSC | 168 | 16 | 161 |  | FLAT
[11 empty] | Energy Efficient Compressors | Energy Efficient Compressors | 0.53108 | 15 | 0.066701 |  | FLAT | [34 empty] | Energy Efficient Compressors | Energy Efficient Compressors | 1051 | 15 | 132 |  | FLAT
|  | Annually |  | 20 Years
|  | kWh | MWa | kWh | MWa | lvl cost | TRC B/C | Annual Capital $Million | 2025 Capital $Million
| Measures with B/C>1.00 | 0 | 0 | 354210230.665 | 40.435 | 19.1638 | 1.8632 | 0 | 92.2511 |  | ProCost Results, Version 1.70a: JPH 03/07/01, 12:37 PM 4/9/2004 | [40 empty] | ProCost Results, Version 1.70a: JPH 03/07/01, 12:37 PM 4/9/2004
| Categories with B/C>1.00 | 0 | 0 | 0 | 0 | 0 | 0 |  |  |  | Measure Results (2000 $) |  | Measure Input Data | [7 empty] | Savings |  |  | PV Capital |  |  |  | PV O&M |  | Total PV Costs |  |  |  |  | Levelized Cost (mills/kwh) |  |  |  |  | PV Bulk Power System Benefits | [5 empty] | PV Regional Benefits | [5 empty] | Measure Results (2000 $) |  | Measure Input Data | [7 empty] | Savings |  |  | PV Capital |  |  |  | PV O&M |  | Total PV Costs |  |  |  |  | Levelized Cost (mills/kwh) |  |  |  |  | PV Bulk Power System Benefits | [5 empty] | PV Regional Benefits
| % of Measures with B/C >1.00 | 0 | 0 | 346269131.459 | 39.5284 | 30.4241 | 1.1736 |  |  |  | Category | Measure | Measure Life | Site Savings (kWh) | Capital Cost ($/unit) | Annual O&M Cost ($/unit) | PV Per. Repl. Cost ($/unit) | Load Shape | Div. Load Factor | Bulk Pwr Coin. Factor | Bulk Energy (kWh) | Bulk Demand (kw) | Local Demand (kW) | Spon 1 | Spon 2 | Spon 3 | Cust | Utility | Cust | Spon 1 | Spon 2 | Spon 3 | Cust | Total | Spon 1 | Spon 2 | Spon 3 | Cust | Total | Energy | Bulk T&D Def. Cap. | Act C-E Credit | Total System Benefit | Total non-Consumer Cost | Bulk System B/C Ratio | Local T&D Def.Cap. | Non-E Value | Exter-nalities | Total Regional Benefit | Total Regional Cost | Total Regional B/C Ratio | Category | Measure | Measure Life | Site Savings (kWh) | Capital Cost ($/unit) | Annual O&M Cost ($/unit) | PV Per. Repl. Cost ($/unit) | Load Shape | Div. Load Factor | Bulk Pwr Coin. Factor | Bulk Energy (kWh) | Bulk Demand (kw) | Local Demand (kW) | Spon 1 | Spon 2 | Spon 3 | Cust | Utility | Cust | Spon 1 | Spon 2 | Spon 3 | Cust | Total | Spon 1 | Spon 2 | Spon 3 | Cust | Total | Energy | Bulk T&D Def. Cap. | Act C-E Credit | Total System Benefit | Total non-Consumer Cost | Bulk System B/C Ratio | Local T&D Def.Cap. | Non-E Value | Exter-nalities | Total Regional Benefit | Total Regional Cost | Total Regional B/C Ratio
| Block 1: x <=10 m/kWh | 0 | 0 | 72564652.3583 | 8.2836 | 3.4747 | 10.2761 |  |  |  | Night Covers for Display Cases - Vertical | Night Covers for Display Cases - Vertical | 5 | 0.13875 | 0.0084375 |  | 0 | FLAT | 1 | 0.64 | 0.14933 | 1.091e-05 | 1.7047e-05 |  |  | 0.0084375 | 0.017487 | 0 | 0 | 0 | 0 | 0.0084375 | 0.017487 | 0.025924 | 0 | 0 | 4.1576 | 8.6165 | 12.7741 | 0.072464 | 0.00044481 | 0.0076637 | 0.080493 | 0.0084375 | 9.5399 | 0.0046334 | 0 | 0 | 0.085126 | 0.025924 | 3.2837 | Night Covers for Display Cases - Vertical | Night Covers for Display Cases - Vertical | 5 | 148 | 9 |  | 0 | FLAT | 1 | 0.64 | 159.285 | 0.011637 | 0.018183 |  |  | 9 | 18.6525 | 0 | 0 | 0 | 0 | 9 | 18.6525 | 27.6524 | 0 | 0 | 4.1576 | 8.6165 | 12.7741 | 77.2944 | 0.47446 | 8.1747 | 85.859 | 9 | 9.5399 | 4.9423 | 0 | 0 | 90.8014 | 27.6524 | 3.2837
| Block 2: 10< x <=20 m/kWh | 0 | 0 | 131191796.7588 | 14.9762 | 16.4977 | 2.1643 |  |  |  | Night Covers for Display Cases - Horizontal | Night Covers for Display Cases - Horizontal | 5 | 0.018437 | 0.0028125 |  | 0 | FLAT | 1 | 0.64 | 0.019843 | 1.4497e-06 | 2.2652e-06 |  |  | 0.0028125 | 0.0058289 | 0 | 0 | 0 | 0 | 0.0028125 | 0.0058289 | 0.0086414 | 0 | 0 | 10.4291 | 21.6143 | 32.0434 | 0.0096292 | 5.9107e-05 | 0.0010184 | 0.010696 | 0.0028125 | 3.8031 | 0.0006157 | 0 | 0 | 0.011312 | 0.0086414 | 1.309 | Night Covers for Display Cases - Horizontal | Night Covers for Display Cases - Horizontal | 5 | 59 | 9 |  | 0 | FLAT | 1 | 0.64 | 63.4988 | 0.0046392 | 0.0072487 |  |  | 9 | 18.6525 | 0 | 0 | 0 | 0 | 9 | 18.6525 | 27.6524 | 0 | 0 | 10.4291 | 21.6143 | 32.0434 | 30.8133 | 0.18914 | 3.2588 | 34.2276 | 9 | 3.8031 | 1.9702 | 0 | 0 | 36.1978 | 27.6524 | 1.309
| Block 3: 20< x <=30 m/kWh | 0 | 0 | 67604428.1516 | 7.7174 | 23.453 | 1.5225 |  |  |  | Strip Curtains for Walk-in Boxes | Strip Curtains for Walk-in Boxes | 4 | 0.45816 | 0.0031406 |  | 0 | FLAT | 1 | 0.64 | 0.49309 | 3.6025e-05 | 5.6289e-05 |  |  | 0.0031406 | 0.0087007 | 0 | 0 | 0 | 0 | 0.0031406 | 0.0087007 | 0.011841 | 0 | 0 | 0.46866 | 1.2984 | 1.767 | 0.23928 | 0.0014688 | 0.025306 | 0.26579 | 0.0031406 | 84.6295 | 0.0153 | 0 | 0 | 0.28109 | 0.011841 | 23.7379 | Strip Curtains for Walk-in Boxes | Strip Curtains for Walk-in Boxes | 4 | 9774 | 67 |  | 0 | FLAT | 1 | 0.64 | 10519.2675 | 0.76853 | 1.2008 |  |  | 67 | 185.6158 | 0 | 0 | 0 | 0 | 67 | 185.6158 | 252.6158 | 0 | 0 | 0.46866 | 1.2984 | 1.767 | 5104.564 | 31.3338 | 539.8589 | 5670.177 | 67 | 84.6295 | 326.3933 | 0 | 0 | 5996.5703 | 252.6158 | 23.7379
| Block 4: 30< x <=40 m/kWh | 0 | 0 | 82849353.3963 | 9.4577 | 33.627 | 1.0618 |  |  |  | Glass Doors on Open Display Cases (LT) | Glass Doors on Open Display Cases (LT) | 12 | 0.28875 | 0.060947 |  | 0 | FLAT | 1 | 0.64 | 0.31077 | 2.2704e-05 | 3.5476e-05 |  |  | 0.060947 | 0.027572 | 0 | 0 | 0 | 0 | 0.060947 | 0.027572 | 0.088518 | 0 | 0 | 14.4307 | 6.5283 | 20.9589 | 0.1508 | 0.00092568 | 0.015949 | 0.16751 | 0.060947 | 2.7485 | 0.0096425 | 0 | 0 | 0.17715 | 0.088518 | 2.0013 | Glass Doors on Open Display Cases (LT) | Glass Doors on Open Display Cases (LT) | 12 | 2800 | 591 |  | 0 | FLAT | 1 | 0.64 | 3013.5 | 0.22016 | 0.34401 |  |  | 590.9998 | 267.361 | 0 | 0 | 0 | 0 | 590.9998 | 267.361 | 858.3607 | 0 | 0 | 14.4307 | 6.5283 | 20.9589 | 1462.3265 | 8.9763 | 154.6557 | 1624.3601 | 590.9998 | 2.7485 | 93.5033 | 0 | 0 | 1717.8634 | 858.3607 | 2.0013
| Block 5: 40< x <=50 m/kWh | 0 | 0 | 20586044.4214 | 2.35 | 48.2906 | 0.7394 |  |  |  | Glass Doors on Open Display Cases (MT) | Glass Doors on Open Display Cases (MT) | 12 | 0.11911 | 0.060947 |  | 0 | FLAT | 1 | 0.64 | 0.12819 | 9.3656e-06 | 1.4634e-05 |  |  | 0.060947 | 0.027572 | 0 | 0 | 0 | 0 | 0.060947 | 0.027572 | 0.088518 | 0 | 0 | 34.9834 | 15.8261 | 50.8095 | 0.062206 | 0.00038184 | 0.0065789 | 0.069099 | 0.060947 | 1.1338 | 0.0039775 | 0 | 0 | 0.073076 | 0.088518 | 0.82555 | Glass Doors on Open Display Cases (MT) | Glass Doors on Open Display Cases (MT) | 12 | 1155 | 591 |  | 0 | FLAT | 1 | 0.64 | 1243.0687 | 0.090818 | 0.1419 |  |  | 590.9998 | 267.361 | 0 | 0 | 0 | 0 | 590.9998 | 267.361 | 858.3607 | 0 | 0 | 34.9834 | 15.8261 | 50.8095 | 603.2097 | 3.7027 | 63.7955 | 670.0485 | 590.9998 | 1.1338 | 38.5701 | 0 | 0 | 708.6187 | 858.3607 | 0.82555
| Block 6: 50< x <=60 m/kWh | 0 | 0 | 22138345.7682 | 2.5272 | 55.4699 | 0.6437 |  |  |  | New Refrigeration Display Case with Doors (LT) | New Refrigeration Display Case with Doors (LT) | 16 | 0.4983 | 0.12375 |  | 0 | FLAT | 1 | 0.64 | 0.5363 | 3.9181e-05 | 6.1221e-05 |  |  | 0.12375 | 0.02078 | 0 | 0 | 0 | 0 | 0.12375 | 0.02078 | 0.14453 | 0 | 0 | 16.979 | 2.8511 | 19.8301 | 0.26024 | 0.0015975 | 0.027523 | 0.28908 | 0.12375 | 2.336 | 0.01664 | 0 | 0 | 0.30572 | 0.14453 | 2.1153 | New Refrigeration Display Case with Doors (LT) | New Refrigeration Display Case with Doors (LT) | 16 | 1208 | 300 |  | 0 | FLAT | 1 | 0.64 | 1300.11 | 0.094985 | 0.14841 |  |  | 299.9999 | 50.3763 | 0 | 0 | 0 | 0 | 299.9999 | 50.3763 | 350.3762 | 0 | 0 | 16.979 | 2.8511 | 19.8301 | 630.8894 | 3.8726 | 66.7229 | 700.7954 | 299.9999 | 2.336 | 40.34 | 0 | 0 | 741.1354 | 350.3762 | 2.1153
| Block 7: 60m/kWh < x | 0 | 0 | 82562138.7256 | 9.4249 | 144.0197 | 0.24793 |  |  |  | New Refrigeration Display Case with Doors (MT) | New Refrigeration Display Case with Doors (MT) | 16 | 0.23966 | 0.12375 |  | 0 | FLAT | 1 | 0.64 | 0.25794 | 1.8845e-05 | 2.9445e-05 |  |  | 0.12375 | 0.02078 | 0 | 0 | 0 | 0 | 0.12375 | 0.02078 | 0.14453 | 0 | 0 | 35.3022 | 5.928 | 41.2302 | 0.12517 | 0.00076832 | 0.013238 | 0.13904 | 0.12375 | 1.1235 | 0.0080033 | 0 | 0 | 0.14704 | 0.14453 | 1.0174 | New Refrigeration Display Case with Doors (MT) | New Refrigeration Display Case with Doors (MT) | 16 | 581 | 300 |  | 0 | FLAT | 1 | 0.64 | 625.3012 | 0.045684 | 0.071381 |  |  | 299.9999 | 50.3763 | 0 | 0 | 0 | 0 | 299.9999 | 50.3763 | 350.3762 | 0 | 0 | 35.3022 | 5.928 | 41.2302 | 303.4327 | 1.8626 | 32.0911 | 337.0547 | 299.9999 | 1.1235 | 19.4019 | 0 | 0 | 356.4567 | 350.3762 | 1.0174
[11 empty] | Special Doors with Low/No Anti-Sweat Heat | Special Doors with Low/No Anti-Sweat Heat | 12 | 0.58516 | 0.18047 |  | 0 | FLAT | 1 | 0.64 | 0.62977 | 4.6011e-05 | 7.1892e-05 |  |  | 0.18047 | 0.081642 | 0 | 0 | 0 | 0 | 0.18047 | 0.081642 | 0.26211 | 0 | 0 | 21.0856 | 9.5389 | 30.6245 | 0.3056 | 0.0018759 | 0.032321 | 0.33947 | 0.18047 | 1.881 | 0.019541 | 0 | 0 | 0.35901 | 0.26211 | 1.3697 | Special Doors with Low/No Anti-Sweat Heat | Special Doors with Low/No Anti-Sweat Heat | 12 | 749 | 231 |  | 0 | FLAT | 1 | 0.64 | 806.1113 | 0.058894 | 0.092022 |  |  | 230.9999 | 104.5015 | 0 | 0 | 0 | 0 | 230.9999 | 104.5015 | 335.5014 | 0 | 0 | 21.0856 | 9.5389 | 30.6245 | 391.1723 | 2.4012 | 41.3704 | 434.5163 | 230.9999 | 1.881 | 25.0121 | 0 | 0 | 459.5285 | 335.5014 | 1.3697
[11 empty] | Anti-Sweat Heat Controls | Anti-Sweat Heat Controls | 11 | 0.8575 | 0.14 |  | 0 | FLAT | 1 | 0.64 | 0.92288 | 6.7425e-05 | 0.00010535 |  |  | 0.14 | 0.077927 | 0 | 0 | 0 | 0 | 0.14 | 0.077927 | 0.21793 | 0 | 0 | 11.1622 | 6.2132 | 17.3754 | 0.44784 | 0.002749 | 0.047363 | 0.49746 | 0.14 | 3.5533 | 0.028635 | 0 | 0 | 0.5261 | 0.21793 | 2.4141 | Anti-Sweat Heat Controls | Anti-Sweat Heat Controls | 11 | 343 | 56 |  | 0 | FLAT | 1 | 0.64 | 369.1538 | 0.02697 | 0.042141 |  |  | 56 | 31.171 | 0 | 0 | 0 | 0 | 56 | 31.171 | 87.1709 | 0 | 0 | 11.1622 | 6.2132 | 17.3754 | 179.135 | 1.0996 | 18.9453 | 198.9841 | 56 | 3.5533 | 11.4542 | 0 | 0 | 210.4383 | 87.1709 | 2.4141
[11 empty] | Auto-Closers for Coolers and Freezers | Auto-Closers for Coolers and Freezers | 8 | 0.38664 | 0.013672 |  | 0 | FLAT | 1 | 0.64 | 0.41612 | 3.0402e-05 | 4.7503e-05 |  |  | 0.013672 | 0.014059 | 0 | 0 | 0 | 0 | 0.013672 | 0.014059 | 0.027731 | 0 | 0 | 2.4176 | 2.4861 | 4.9036 | 0.20193 | 0.0012395 | 0.021356 | 0.2243 | 0.013672 | 16.406 | 0.012911 | 0 | 0 | 0.23721 | 0.027731 | 8.554 | Auto-Closers for Coolers and Freezers | Auto-Closers for Coolers and Freezers | 8 | 3535 | 125 |  | 0 | FLAT | 1 | 0.64 | 3804.5437 | 0.27796 | 0.43431 |  |  | 125 | 128.542 | 0 | 0 | 0 | 0 | 125 | 128.542 | 253.5419 | 0 | 0 | 2.4176 | 2.4861 | 4.9036 | 1846.1872 | 11.3326 | 195.2529 | 2050.7546 | 125 | 16.406 | 118.0479 | 0 | 0 | 2168.8025 | 253.5419 | 8.554
[11 empty] | Evaporative fan controller on walk-in | Evaporative fan controller on walk-in | 5 | 0.13862 | 0.033125 |  | 0 | FLAT | 1 | 0.64 | 0.1492 | 1.09e-05 | 1.7031e-05 |  |  | 0.033125 | 0.068651 | 0 | 0 | 0 | 0 | 0.033125 | 0.068651 | 0.10178 | 0 | 0 | 16.337 | 33.8583 | 50.1952 | 0.072398 | 0.00044441 | 0.0076568 | 0.08042 | 0.033125 | 2.4278 | 0.0046292 | 0 | 0 | 0.08505 | 0.10178 | 0.83565 | Evaporative fan controller on walk-in | Evaporative fan controller on walk-in | 5 | 1109 | 265 |  | 0 | FLAT | 1 | 0.64 | 1193.5612 | 0.087201 | 0.13625 |  |  | 264.9999 | 549.2111 | 0 | 0 | 0 | 0 | 264.9999 | 549.2111 | 814.211 | 0 | 0 | 16.337 | 33.8583 | 50.1952 | 579.1857 | 3.5553 | 61.2547 | 643.3626 | 264.9999 | 2.4278 | 37.034 | 0 | 0 | 680.3966 | 814.211 | 0.83565
[11 empty] | Air-cooled to Evaporative Cooled Condenser | Air-cooled to Evaporative Cooled Condenser | 16 | 0.16406 | 0.42711 |  | 0 | FLAT | 1 | 0.64 | 0.17657 | 1.29e-05 | 2.0157e-05 |  |  | 0.42711 | 0.071721 | 0 | 0 | 0 | 0 | 0.42711 | 0.071721 | 0.49883 | 0 | 0 | 177.9863 | 29.8877 | 207.874 | 0.085683 | 0.00052596 | 0.0090619 | 0.095177 | 0.42711 | 0.22284 | 0.0054787 | 0 | 0 | 0.10066 | 0.49883 | 0.20178 | Air-cooled to Evaporative Cooled Condenser | Air-cooled to Evaporative Cooled Condenser | 16 | 300 | 781 |  | 0 | FLAT | 1 | 0.64 | 322.875 | 0.023589 | 0.036858 |  |  | 780.9997 | 131.1464 | 0 | 0 | 0 | 0 | 780.9997 | 131.1464 | 912.1461 | 0 | 0 | 177.9863 | 29.8877 | 207.874 | 156.6778 | 0.96175 | 16.5703 | 174.0386 | 780.9997 | 0.22284 | 10.0182 | 0 | 0 | 184.0568 | 912.1461 | 0.20178
[11 empty] | Energy Efficient Condenser | Energy Efficient Condenser | 16 | 0.27344 | 0.38391 |  | 0 | FLAT | 1 | 0.64 | 0.29429 | 2.15e-05 | 3.3594e-05 |  |  | 0.38391 | 0.064466 | 0 | 0 | 0 | 0 | 0.38391 | 0.064466 | 0.44837 | 0 | 0 | 95.9895 | 16.1187 | 112.1082 | 0.14281 | 0.00087659 | 0.015103 | 0.15863 | 0.38391 | 0.4132 | 0.0091312 | 0 | 0 | 0.16776 | 0.44837 | 0.37415 | Energy Efficient Condenser | Energy Efficient Condenser | 16 | 500 | 702 |  | 0 | FLAT | 1 | 0.64 | 538.125 | 0.039315 | 0.06143 |  |  | 701.9997 | 117.8806 | 0 | 0 | 0 | 0 | 701.9997 | 117.8806 | 819.8803 | 0 | 0 | 95.9895 | 16.1187 | 112.1082 | 261.1297 | 1.6029 | 27.6171 | 290.0643 | 701.9997 | 0.4132 | 16.697 | 0 | 0 | 306.7613 | 819.8803 | 0.37415
[11 empty] | Floating Head Pressure Controller | Floating Head Pressure Controller | 12 | 0.36094 | 0.10106 |  | 0 | FLAT | 1 | 0.64 | 0.38846 | 2.8381e-05 | 4.4345e-05 |  |  | 0.10106 | 0.045719 | 0 | 0 | 0 | 0 | 0.10106 | 0.045719 | 0.14678 | 0 | 0 | 19.1432 | 8.6602 | 27.8034 | 0.1885 | 0.0011571 | 0.019936 | 0.20939 | 0.10106 | 2.0719 | 0.012053 | 0 | 0 | 0.22144 | 0.14678 | 1.5087 | Floating Head Pressure Controller | Floating Head Pressure Controller | 12 | 1000 | 280 |  | 0 | FLAT | 1 | 0.64 | 1076.25 | 0.07863 | 0.12286 |  |  | 279.9999 | 126.6685 | 0 | 0 | 0 | 0 | 279.9999 | 126.6685 | 406.6684 | 0 | 0 | 19.1432 | 8.6602 | 27.8034 | 522.2595 | 3.2058 | 55.2342 | 580.1286 | 279.9999 | 2.0719 | 33.394 | 0 | 0 | 613.5226 | 406.6684 | 1.5087
[11 empty] | Efficient Evaporator Fan Motor - ECM | Efficient Evaporator Fan Motor - ECM | 16 | 0.17456 | 0.33458 |  | 0 | FLAT | 1 | 0.64 | 0.18787 | 1.3726e-05 | 2.1447e-05 |  |  | 0.33458 | 0.056183 | 0 | 0 | 0 | 0 | 0.33458 | 0.056183 | 0.39076 | 0 | 0 | 131.0398 | 22.0044 | 153.0442 | 0.091167 | 0.00055962 | 0.0096418 | 0.10127 | 0.33458 | 0.30268 | 0.0058293 | 0 | 0 | 0.1071 | 0.39076 | 0.27408 | Efficient Evaporator Fan Motor - ECM | Efficient Evaporator Fan Motor - ECM | 16 | 84 | 161 |  | 0 | FLAT | 1 | 0.64 | 90.405 | 0.0066049 | 0.01032 |  |  | 160.9999 | 27.0353 | 0 | 0 | 0 | 0 | 160.9999 | 27.0353 | 188.0352 | 0 | 0 | 131.0398 | 22.0044 | 153.0442 | 43.8698 | 0.26929 | 4.6397 | 48.7308 | 160.9999 | 0.30268 | 2.8051 | 0 | 0 | 51.5359 | 188.0352 | 0.27408
[11 empty] | Efficient Evaporator Fan Motor - PSC | Efficient Evaporator Fan Motor - PSC | 16 | 0.34913 | 0.33458 |  | 0 | FLAT | 1 | 0.64 | 0.37575 | 2.7452e-05 | 4.2893e-05 |  |  | 0.33458 | 0.056183 | 0 | 0 | 0 | 0 | 0.33458 | 0.056183 | 0.39076 | 0 | 0 | 65.5199 | 11.0022 | 76.5221 | 0.18233 | 0.0011192 | 0.019284 | 0.20254 | 0.33458 | 0.60535 | 0.011659 | 0 | 0 | 0.2142 | 0.39076 | 0.54815 | Efficient Evaporator Fan Motor - PSC | Efficient Evaporator Fan Motor - PSC | 16 | 168 | 161 |  | 0 | FLAT | 1 | 0.64 | 180.81 | 0.01321 | 0.02064 |  |  | 160.9999 | 27.0353 | 0 | 0 | 0 | 0 | 160.9999 | 27.0353 | 188.0352 | 0 | 0 | 65.5199 | 11.0022 | 76.5221 | 87.7396 | 0.53858 | 9.2793 | 97.4616 | 160.9999 | 0.60535 | 5.6102 | 0 | 0 | 103.0718 | 188.0352 | 0.54815
[11 empty] | Energy Efficient Compressors | Energy Efficient Compressors | 15 | 0.53108 | 0.066701 |  | 0 | FLAT | 1 | 0.64 | 0.57158 | 4.1759e-05 | 6.5249e-05 |  |  | 0.066701 | 0.014972 | 0 | 0 | 0 | 0 | 0.066701 | 0.014972 | 0.081673 | 0 | 0 | 8.5867 | 1.9274 | 10.5142 | 0.27736 | 0.0017026 | 0.029334 | 0.3081 | 0.066701 | 4.6191 | 0.017735 | 0 | 0 | 0.32583 | 0.081673 | 3.9894 | Energy Efficient Compressors | Energy Efficient Compressors | 15 | 1051 | 132 |  | 0 | FLAT | 1 | 0.64 | 1131.1388 | 0.08264 | 0.12913 |  |  | 131.9999 | 29.6296 | 0 | 0 | 0 | 0 | 131.9999 | 29.6296 | 161.6296 | 0 | 0 | 8.5867 | 1.9274 | 10.5142 | 548.8947 | 3.3693 | 58.0511 | 609.7152 | 131.9999 | 4.6191 | 35.0971 | 0 | 0 | 644.8123 | 161.6296 | 3.9894
[11 empty] | Category Totals (2000 $) |  | Savings Weighted Measure Data | [7 empty] | Savings |  |  | PV Costs |  |  |  | Lvl Cst | PV Bulk Power System Benefits | [5 empty] | PV Regional Benefits | [16 empty] | Category Totals (2000 $) |  | Savings Weighted Measure Data | [7 empty] | Savings |  |  | PV Costs |  |  |  | Lvl Cst | PV Bulk Power System Benefits | [5 empty] | PV Regional Benefits
[12 empty] | Category | Weighted Measure Life | Site Savings (kWh) | Capital Cost ($/unit) | Annual O&M Cost ($/unit) | Per. Repl. Cost ($/unit) | Load Shape | Weighted Load Factor | Weighted Coinc. Factor | Bulk Energy (kWh) | Bulk Demand (kw) | Local Demand (kW) | PV Capital | PV Annual O&M | PV Period. Repl. | PV Total Costs | Levelized Cost mills/kWh | Energy | Bulk T&D Def. Cap. | Act C-E Credit | Total System Benefit | Total non-Consumer Cost | Bulk System B/C Ratio | Local T&D Def.Cap. | Non-E Value | Exter-nalities | Total Regional Benefit | Total Regional Cost | Total Regional B/C Ratio | [12 empty] | Category | Weighted Measure Life | Site Savings (kWh) | Capital Cost ($/unit) | Annual O&M Cost ($/unit) | Per. Repl. Cost ($/unit) | Load Shape | Weighted Load Factor | Weighted Coinc. Factor | Bulk Energy (kWh) | Bulk Demand (kw) | Local Demand (kW) | PV Capital | PV Annual O&M | PV Period. Repl. | PV Total Costs | Levelized Cost mills/kWh | Energy | Bulk T&D Def. Cap. | Act C-E Credit | Total System Benefit | Total non-Consumer Cost | Bulk System B/C Ratio | Local T&D Def.Cap. | Non-E Value | Exter-nalities | Total Regional Benefit | Total Regional Cost | Total Regional B/C Ratio
[12 empty] | Strip Curtains for Walk-in Boxes | 4 | 0.45816 | 0.0031406 | 0 | 0 |  | 1 | 0.64 | 0.49309 | 3.6025e-05 | 5.6289e-05 | 0.011841 | 0 | 0 | 0.011841 | 1.767 | 0.23928 | 0.0014688 | 0.025306 | 0.26579 | 0.0031406 | 84.6295 | 0.0153 | 0 | 0 | 0.28109 | 0.011841 | 23.7379 | [12 empty] | Strip Curtains for Walk-in Boxes | 4 | 9774 | 67 | 0 | 0 |  | 1 | 0.64 | 10519.2675 | 0.76853 | 1.2008 | 252.6158 | 0 | 0 | 252.6158 | 1.767 | 5104.564 | 31.3338 | 539.8589 | 5670.177 | 67 | 84.6295 | 326.3933 | 0 | 0 | 5996.5703 | 252.6158 | 23.7379
[12 empty] | Auto-Closers for Coolers and Freezers | 8 | 0.38664 | 0.013672 | 0 | 0 |  | 1 | 0.64 | 0.41612 | 3.0402e-05 | 4.7503e-05 | 0.027731 | 0 | 0 | 0.027731 | 4.9036 | 0.20193 | 0.0012395 | 0.021356 | 0.2243 | 0.013672 | 16.406 | 0.012911 | 0 | 0 | 0.23721 | 0.027731 | 8.554 | [12 empty] | Auto-Closers for Coolers and Freezers | 8 | 3535 | 125 | 0 | 0 |  | 1 | 0.64 | 3804.5437 | 0.27796 | 0.43431 | 253.5419 | 0 | 0 | 253.5419 | 4.9036 | 1846.1872 | 11.3326 | 195.2529 | 2050.7546 | 125 | 16.406 | 118.0479 | 0 | 0 | 2168.8025 | 253.5419 | 8.554
[12 empty] | Energy Efficient Compressors | 15 | 0.53108 | 0.066701 | 0 | 0 |  | 1 | 0.64 | 0.57158 | 4.1759e-05 | 6.5249e-05 | 0.081673 | 0 | 0 | 0.081673 | 10.5142 | 0.27736 | 0.0017026 | 0.029334 | 0.3081 | 0.066701 | 4.6191 | 0.017735 | 0 | 0 | 0.32583 | 0.081673 | 3.9894 | [12 empty] | Energy Efficient Compressors | 15 | 1051 | 132 | 0 | 0 |  | 1 | 0.64 | 1131.1388 | 0.08264 | 0.12913 | 161.6296 | 0 | 0 | 161.6296 | 10.5142 | 548.8947 | 3.3693 | 58.0511 | 609.7152 | 131.9999 | 4.6191 | 35.0971 | 0 | 0 | 644.8123 | 161.6296 | 3.9894
[12 empty] | Night Covers for Display Cases - Vertical | 5 | 0.13875 | 0.0084375 | 0 | 0 |  | 1 | 0.64 | 0.14933 | 1.091e-05 | 1.7047e-05 | 0.025924 | 0 | 0 | 0.025924 | 12.7741 | 0.072464 | 0.00044481 | 0.0076637 | 0.080493 | 0.0084375 | 9.5399 | 0.0046334 | 0 | 0 | 0.085126 | 0.025924 | 3.2837 | [12 empty] | Night Covers for Display Cases - Vertical | 5 | 148 | 9 | 0 | 0 |  | 1 | 0.64 | 159.285 | 0.011637 | 0.018183 | 27.6524 | 0 | 0 | 27.6524 | 12.7741 | 77.2944 | 0.47446 | 8.1747 | 85.859 | 9 | 9.5399 | 4.9423 | 0 | 0 | 90.8014 | 27.6524 | 3.2837
[12 empty] | Anti-Sweat Heat Controls | 11 | 0.8575 | 0.14 | 0 | 0 |  | 1 | 0.64 | 0.92288 | 6.7425e-05 | 0.00010535 | 0.21793 | 0 | 0 | 0.21793 | 17.3754 | 0.44784 | 0.002749 | 0.047363 | 0.49746 | 0.14 | 3.5533 | 0.028635 | 0 | 0 | 0.5261 | 0.21793 | 2.4141 | [12 empty] | Anti-Sweat Heat Controls | 11 | 343 | 56 | 0 | 0 |  | 1 | 0.64 | 369.1538 | 0.02697 | 0.042141 | 87.1709 | 0 | 0 | 87.1709 | 17.3754 | 179.135 | 1.0996 | 18.9453 | 198.9841 | 56 | 3.5533 | 11.4542 | 0 | 0 | 210.4383 | 87.1709 | 2.4141
[12 empty] | New Refrigeration Display Case with Doors (LT) | 16 | 0.4983 | 0.12375 | 0 | 0 |  | 1 | 0.64 | 0.5363 | 3.9181e-05 | 6.1221e-05 | 0.14453 | 0 | 0 | 0.14453 | 19.8301 | 0.26024 | 0.0015975 | 0.027523 | 0.28908 | 0.12375 | 2.336 | 0.01664 | 0 | 0 | 0.30572 | 0.14453 | 2.1153 | [12 empty] | New Refrigeration Display Case with Doors (LT) | 16 | 1208 | 300 | 0 | 0 |  | 1 | 0.64 | 1300.11 | 0.094985 | 0.14841 | 350.3762 | 0 | 0 | 350.3762 | 19.8301 | 630.8894 | 3.8726 | 66.7229 | 700.7954 | 299.9999 | 2.336 | 40.34 | 0 | 0 | 741.1354 | 350.3762 | 2.1153
[12 empty] | Glass Doors on Open Display Cases (LT) | 12 | 0.28875 | 0.060947 | 0 | 0 |  | 1 | 0.64 | 0.31077 | 2.2704e-05 | 3.5476e-05 | 0.088518 | 0 | 0 | 0.088518 | 20.9589 | 0.1508 | 0.00092568 | 0.015949 | 0.16751 | 0.060947 | 2.7485 | 0.0096425 | 0 | 0 | 0.17715 | 0.088518 | 2.0013 | [12 empty] | Glass Doors on Open Display Cases (LT) | 12 | 2800 | 591 | 0 | 0 |  | 1 | 0.64 | 3013.5 | 0.22016 | 0.34401 | 858.3607 | 0 | 0 | 858.3607 | 20.9589 | 1462.3265 | 8.9763 | 154.6557 | 1624.3601 | 590.9998 | 2.7485 | 93.5033 | 0 | 0 | 1717.8634 | 858.3607 | 2.0013
[12 empty] | Floating Head Pressure Controller | 12 | 0.36094 | 0.10106 | 0 | 0 |  | 1 | 0.64 | 0.38846 | 2.8381e-05 | 4.4345e-05 | 0.14678 | 0 | 0 | 0.14678 | 27.8034 | 0.1885 | 0.0011571 | 0.019936 | 0.20939 | 0.10106 | 2.0719 | 0.012053 | 0 | 0 | 0.22144 | 0.14678 | 1.5087 | [12 empty] | Floating Head Pressure Controller | 12 | 1000 | 280 | 0 | 0 |  | 1 | 0.64 | 1076.25 | 0.07863 | 0.12286 | 406.6684 | 0 | 0 | 406.6684 | 27.8034 | 522.2595 | 3.2058 | 55.2342 | 580.1286 | 279.9999 | 2.0719 | 33.394 | 0 | 0 | 613.5226 | 406.6684 | 1.5087
[12 empty] | Special Doors with Low/No Anti-Sweat Heat | 12 | 0.58516 | 0.18047 | 0 | 0 |  | 1 | 0.64 | 0.62977 | 4.6011e-05 | 7.1892e-05 | 0.26211 | 0 | 0 | 0.26211 | 30.6245 | 0.3056 | 0.0018759 | 0.032321 | 0.33947 | 0.18047 | 1.881 | 0.019541 | 0 | 0 | 0.35901 | 0.26211 | 1.3697 | [12 empty] | Special Doors with Low/No Anti-Sweat Heat | 12 | 749 | 231 | 0 | 0 |  | 1 | 0.64 | 806.1113 | 0.058894 | 0.092022 | 335.5014 | 0 | 0 | 335.5014 | 30.6245 | 391.1723 | 2.4012 | 41.3704 | 434.5163 | 230.9999 | 1.881 | 25.0121 | 0 | 0 | 459.5285 | 335.5014 | 1.3697
[12 empty] | Night Covers for Display Cases - Horizontal | 5 | 0.018437 | 0.0028125 | 0 | 0 |  | 1 | 0.64 | 0.019843 | 1.4497e-06 | 2.2652e-06 | 0.0086414 | 0 | 0 | 0.0086414 | 32.0434 | 0.0096292 | 5.9107e-05 | 0.0010184 | 0.010696 | 0.0028125 | 3.8031 | 0.0006157 | 0 | 0 | 0.011312 | 0.0086414 | 1.309 | [12 empty] | Night Covers for Display Cases - Horizontal | 5 | 59 | 9 | 0 | 0 |  | 1 | 0.64 | 63.4988 | 0.0046392 | 0.0072487 | 27.6524 | 0 | 0 | 27.6524 | 32.0434 | 30.8133 | 0.18914 | 3.2588 | 34.2276 | 9 | 3.8031 | 1.9702 | 0 | 0 | 36.1978 | 27.6524 | 1.309
[12 empty] | New Refrigeration Display Case with Doors (MT) | 16 | 0.23966 | 0.12375 | 0 | 0 |  | 1 | 0.64 | 0.25794 | 1.8845e-05 | 2.9445e-05 | 0.14453 | 0 | 0 | 0.14453 | 41.2302 | 0.12517 | 0.00076832 | 0.013238 | 0.13904 | 0.12375 | 1.1235 | 0.0080033 | 0 | 0 | 0.14704 | 0.14453 | 1.0174 | [12 empty] | New Refrigeration Display Case with Doors (MT) | 16 | 581 | 300 | 0 | 0 |  | 1 | 0.64 | 625.3012 | 0.045684 | 0.071381 | 350.3762 | 0 | 0 | 350.3762 | 41.2302 | 303.4327 | 1.8626 | 32.0911 | 337.0547 | 299.9999 | 1.1235 | 19.4019 | 0 | 0 | 356.4567 | 350.3762 | 1.0174
[12 empty] | Evaporative fan controller on walk-in | 5 | 0.13862 | 0.033125 | 0 | 0 |  | 1 | 0.64 | 0.1492 | 1.09e-05 | 1.7031e-05 | 0.10178 | 0 | 0 | 0.10178 | 50.1952 | 0.072398 | 0.00044441 | 0.0076568 | 0.08042 | 0.033125 | 2.4278 | 0.0046292 | 0 | 0 | 0.08505 | 0.10178 | 0.83565 | [12 empty] | Evaporative fan controller on walk-in | 5 | 1109 | 265 | 0 | 0 |  | 1 | 0.64 | 1193.5612 | 0.087201 | 0.13625 | 814.211 | 0 | 0 | 814.211 | 50.1952 | 579.1857 | 3.5553 | 61.2547 | 643.3626 | 264.9999 | 2.4278 | 37.034 | 0 | 0 | 680.3966 | 814.211 | 0.83565
[12 empty] | Glass Doors on Open Display Cases (MT) | 12 | 0.11911 | 0.060947 | 0 | 0 |  | 1 | 0.64 | 0.12819 | 9.3656e-06 | 1.4634e-05 | 0.088518 | 0 | 0 | 0.088518 | 50.8095 | 0.062206 | 0.00038184 | 0.0065789 | 0.069099 | 0.060947 | 1.1338 | 0.0039775 | 0 | 0 | 0.073076 | 0.088518 | 0.82555 | [12 empty] | Glass Doors on Open Display Cases (MT) | 12 | 1155 | 591 | 0 | 0 |  | 1 | 0.64 | 1243.0687 | 0.090818 | 0.1419 | 858.3607 | 0 | 0 | 858.3607 | 50.8095 | 603.2097 | 3.7027 | 63.7955 | 670.0485 | 590.9998 | 1.1338 | 38.5701 | 0 | 0 | 708.6187 | 858.3607 | 0.82555
[12 empty] | Efficient Evaporator Fan Motor - PSC | 16 | 0.34913 | 0.33458 | 0 | 0 |  | 1 | 0.64 | 0.37575 | 2.7452e-05 | 4.2893e-05 | 0.39076 | 0 | 0 | 0.39076 | 76.5221 | 0.18233 | 0.0011192 | 0.019284 | 0.20254 | 0.33458 | 0.60535 | 0.011659 | 0 | 0 | 0.2142 | 0.39076 | 0.54815 | [12 empty] | Efficient Evaporator Fan Motor - PSC | 16 | 168 | 161 | 0 | 0 |  | 1 | 0.64 | 180.81 | 0.01321 | 0.02064 | 188.0352 | 0 | 0 | 188.0352 | 76.5221 | 87.7396 | 0.53858 | 9.2793 | 97.4616 | 160.9999 | 0.60535 | 5.6102 | 0 | 0 | 103.0718 | 188.0352 | 0.54815
[12 empty] | Energy Efficient Condenser | 16 | 0.27344 | 0.38391 | 0 | 0 |  | 1 | 0.64 | 0.29429 | 2.15e-05 | 3.3594e-05 | 0.44837 | 0 | 0 | 0.44837 | 112.1082 | 0.14281 | 0.00087659 | 0.015103 | 0.15863 | 0.38391 | 0.4132 | 0.0091312 | 0 | 0 | 0.16776 | 0.44837 | 0.37415 | [12 empty] | Energy Efficient Condenser | 16 | 500 | 702 | 0 | 0 |  | 1 | 0.64 | 538.125 | 0.039315 | 0.06143 | 819.8803 | 0 | 0 | 819.8803 | 112.1082 | 261.1297 | 1.6029 | 27.6171 | 290.0643 | 701.9997 | 0.4132 | 16.697 | 0 | 0 | 306.7613 | 819.8803 | 0.37415
[12 empty] | Efficient Evaporator Fan Motor - ECM | 16 | 0.17456 | 0.33458 | 0 | 0 |  | 1 | 0.64 | 0.18787 | 1.3726e-05 | 2.1447e-05 | 0.39076 | 0 | 0 | 0.39076 | 153.0442 | 0.091167 | 0.00055962 | 0.0096418 | 0.10127 | 0.33458 | 0.30268 | 0.0058293 | 0 | 0 | 0.1071 | 0.39076 | 0.27408 | [12 empty] | Efficient Evaporator Fan Motor - ECM | 16 | 84 | 161 | 0 | 0 |  | 1 | 0.64 | 90.405 | 0.0066049 | 0.01032 | 188.0352 | 0 | 0 | 188.0352 | 153.0442 | 43.8698 | 0.26929 | 4.6397 | 48.7308 | 160.9999 | 0.30268 | 2.8051 | 0 | 0 | 51.5359 | 188.0352 | 0.27408
[12 empty] | Air-cooled to Evaporative Cooled Condenser | 16 | 0.16406 | 0.42711 | 0 | 0 |  | 1 | 0.64 | 0.17657 | 1.29e-05 | 2.0157e-05 | 0.49883 | 0 | 0 | 0.49883 | 207.8739 | 0.085683 | 0.00052596 | 0.0090619 | 0.095177 | 0.42711 | 0.22284 | 0.0054787 | 0 | 0 | 0.10066 | 0.49883 | 0.20178 | [12 empty] | Air-cooled to Evaporative Cooled Condenser | 16 | 300 | 781 | 0 | 0 |  | 1 | 0.64 | 322.875 | 0.023589 | 0.036858 | 912.1461 | 0 | 0 | 912.1461 | 207.874 | 156.6778 | 0.96175 | 16.5703 | 174.0386 | 780.9997 | 0.22284 | 10.0182 | 0 | 0 | 184.0568 | 912.1461 | 0.20178
[11 empty] | Totals for Measures/Categories with Benefits Exceeding Costs | [40 empty] | Totals for Measures/Categories with Benefits Exceeding Costs
[12 empty] | Totals Basis | Busbar Savings | PV Cost | First Cost | Admin Cost | Program Cost | Program $/KWa | Levelized Cost | PV Benefits | B/C Ratio | [31 empty] | Totals Basis | Busbar Savings | PV Cost | First Cost | Admin Cost | Program Cost | Program $/KWa | Levelized Cost | PV Benefits | B/C Ratio
[12 empty] | Measures with B/C>1.00 | 4.4381 | 1.0157 | 0.70099 | 0.1402 | 1.1559 | 2281.4697 | 19.1638 | 2.1536 | 1.8632 | [31 empty] | Measures with B/C>1.00 | 22242.8587 | 2761.1699 | 1800 | 360 | 3121.1699 | 1229.2236 | 10.3252 | 10793.5364 | 3.4582
[12 empty] | Categories with B/C>1.00 | 0 | 0 | 0 | 0 | 0 | 0 | 0 | 2.9154 | 0 | [31 empty] | Categories with B/C>1.00 | 0 | 0 | 0 | 0 | 0 | 0 | 0 | 12828.7815 | 0
[12 empty] | % of Measures with B/C >1.00 | 4.3386 | 1.5661 | 1.1389 | 0.22778 | 1.7939 | 3622.0308 | 30.4241 | 2.1054 | 1.1736 | [31 empty] | % of Measures with B/C >1.00 | 22356.1307 | 4318.2642 | 2809.555 | 561.911 | 4880.1752 | 1912.2421 | 16.0623 | 10848.5026 | 2.223
[12 empty] | Block 1: x <=10 m/kWh | 0.90921 | 0.039573 | 0.016813 | 0.0033625 | 0.042935 | 413.6664 | 3.4747 | 0.4412 | 10.2761 | [31 empty] | Block 1: x <=10 m/kWh | 14323.8113 | 506.1577 | 192 | 38.4 | 544.5577 | 333.0347 | 2.7974 | 6950.7512 | 12.764
[12 empty] | Block 2: 10< x <=20 m/kWh | 1.6438 | 0.32552 | 0.21514 | 0.043028 | 0.36855 | 1964.0686 | 16.4977 | 0.79766 | 2.1643 | [31 empty] | Block 2: 10< x <=20 m/kWh | 1659.5775 | 276.4529 | 197 | 39.4 | 315.8529 | 1667.2146 | 14.0042 | 805.3241 | 2.5497
[12 empty] | Block 3: 20< x <=30 m/kWh | 0.84706 | 0.23305 | 0.1847 | 0.036939 | 0.26999 | 2792.1138 | 23.453 | 0.41104 | 1.5225 | [31 empty] | Block 3: 20< x <=30 m/kWh | 4313.61 | 1208.737 | 891 | 178.2 | 1386.937 | 2816.5662 | 23.6584 | 2093.2159 | 1.5092
[12 empty] | Block 4: 30< x <=40 m/kWh | 1.0381 | 0.41753 | 0.28434 | 0.056869 | 0.4744 | 4003.3318 | 33.627 | 0.50374 | 1.0618 | [31 empty] | Block 4: 30< x <=40 m/kWh | 1945.86 | 769.8222 | 520 | 104 | 873.8222 | 3933.8301 | 33.0432 | 944.2451 | 1.0806
[12 empty] | Block 5: 40< x <=50 m/kWh | 0.25794 | 0.14453 | 0.12375 | 0.02475 | 0.16928 | 5749.062 | 48.2906 | 0.12517 | 0.7394 | [31 empty] | Block 5: 40< x <=50 m/kWh | 625.3012 | 350.3762 | 300 | 60 | 410.3762 | 5749.062 | 48.2906 | 303.4327 | 0.7394
[12 empty] | Block 6: 50< x <=60 m/kWh | 0.27739 | 0.19029 | 0.094072 | 0.018814 | 0.20911 | 6603.7671 | 55.4699 | 0.1346 | 0.6437 | [31 empty] | Block 6: 50< x <=60 m/kWh | 2436.63 | 1672.5717 | 856 | 171.2 | 1843.7717 | 6628.5981 | 55.6785 | 1182.3954 | 0.64129
[12 empty] | Block 7: 60m/kWh < x | 1.0345 | 1.7287 | 1.4802 | 0.29603 | 2.0248 | 17145.7266 | 144.0197 | 0.50199 | 0.24793 | [31 empty] | Block 7: 60m/kWh < x | 1132.215 | 2108.0969 | 1805 | 361 | 2469.0969 | 19103.5176 | 160.4646 | 549.417 | 0.22252