## MeasureTable
Regional Costs and Bulk Power System Benefits | [22 empty] | Other Power System Benefits |  |  | Non-Electric Power Costs/Benefits |  |  |  | Total Regional Costs/Benefits (monetizable costs and benefits)
Technology, Measure or Practice | Delivery Mechanism or Program | Application | Location | Incremental Capital Cost ($/unit) | Incremental O&M Costs and Schedule ($/unit) | Present Value of Periodic Capital Replacement Cost ($/unit) | Measure Life (years) | Basis of Savings | Annual Savings @ Site (kwh/yr) | Annual Savings @ Busbar (kwh/yr) | Bulk Transmission System Coincident Factor | System Coincident Peak Reduction (KW) | Present Value Incremental Capital Cost ($/kWh) | Present Value O & M Cost ($/kWh) | Present Value of Periodic Capital Replacement Cost ($/kWh) | Total Present Value Cost of Bulk Power System ($/kWh) | Present Value Electric Energy Savings ($/kWh) | Present Value of Bulk Transmission System Benefits ($/kWh) | Present Value of Region Act's 10% Conservation Credit ($/kWh) | Total Present Value Regional Bulk Power System Benefits ($/kWh) | Net Present Value ($/kWh) | Benefit / Cost Ratio | Local Distribution System Load Factor | Local Distribution System Peak Load Reduction (kW) | Present Value of Local Transmission & Distribution System Benefits ($/kWh) | End-user Benefits | Societal Benefits | Present Value Non-Electric System Benefits ($/kWh) | Present Value Environmental Externalities Benefit ($/kWh) | Present Value Regional Costs ($/kWh) | Present Value Total Societal Benefits ($/kWh) | Net Present Value of Regional Costs & Benefits ($/kWh) | Benefit / Cost Ratio | Related Programs/Activities | Comments
Energy Star Light Emitting Diode (LED) Exit Sign - Incandescent Exit Sign Base Case Fixture | Manufacturer, Dealer, Consumer Financial Incentive or Direct Installation | Building or structure where exit signs are required | Regionwide | 45 | 0 | 0 | 10 | Deemed | 254.04 | 273.4106 | 0.64 | 0.019975 | 0.27685 | -1.3918 | 0 | 0.27685 | 0.48526 | 0.0029787 | 0.051321 | 0.53956 | 0.26271 | 1.9489 | 1 | 0.031211 | 0.031028 | Lower operation and maitenance cost due to longer bulb life. | Reduced emissions and solid waste production | 1.3918 | 0 | 0.27685 | 1.9618 | 1.685 | 7.0864 | The US Environmental Protection Agency maintains a labeling program for Energy Star compliant Exit Signs. A current list of complyong products can be found at: http://yosemite1.epa.gov/estar/consumers.nsf/attachments/ExitProducts2-01.pdf/$File/ExitProducts2-01.pdf?OpenElement Criteria for qualification can be found at: http://www.epa.gov/nrgystar/purchasing/6j_exitsigns.html#specs_exitsigns
Energy Star Light Emitting Diode (LED) Exit Sign - Compact Fluorescent (CFL) Exit Sign Base Case Fixture | Manufacturer, Dealer, Consumer Financial Incentive or Direct Installation | Building or structure where exit signs are required | Regionwide | 45 | 0 | 0 | 10 | Deemed | 122.64 | 131.9913 | 0.64 | 0.0096432 | 0.57347 | -1.5445 | 0 | 0.57347 | 0.48526 | 0.0029787 | 0.051321 | 0.53956 | -0.033909 | 0.94087 | 1 | 0.015068 | 0.031028 | Lower operation and maitenance cost due to longer bulb life. | Reduced emissions and solid waste production | 1.5445 | 0 | 0.57347 | 2.1145 | 1.541 | 3.6872 | The US Environmental Protection Agency maintains a labeling program for Energy Star compliant Exit Signs. A current list of complyong products can be found at: http://yosemite1.epa.gov/estar/consumers.nsf/attachments/ExitProducts2-01.pdf/$File/ExitProducts2-01.pdf?OpenElement Criteria for qualification can be found at: http://www.epa.gov/nrgystar/purchasing/6j_exitsigns.html#specs_exitsigns
Energy Star Cold Cathode (CC) Exit Sign - Incandescent Exit Sign Base Case Fixture | Manufacturer, Dealer, Consumer Financial Incentive or Direct Installation | Building or structure where exit signs are required | Regionwide | 55 | 0 | 72.8322 | 10 | Deemed | 236.52 | 254.5547 | 0.64 | 0.018598 | 0.36343 | -1.4949 | 0.28612 | 0.64842 | 0.48526 | 0.0029787 | 0.051321 | 0.53956 | -0.10887 | 0.83211 | 1 | 0.029059 | 0.031028 | Lower operation and maitenance cost due to longer bulb life. | Reduced emissions and solid waste production | 1.4949 | 0 | 0.64955 | 2.0649 | 1.4154 | 3.179 | The US Environmental Protection Agency maintains a labeling program for Energy Star compliant Exit Signs. A current list of complyong products can be found at: http://yosemite1.epa.gov/estar/consumers.nsf/attachments/ExitProducts2-01.pdf/$File/ExitProducts2-01.pdf?OpenElement Criteria for qualification can be found at: http://www.epa.gov/nrgystar/purchasing/6j_exitsigns.html#specs_exitsigns
Energy Star Compact Fluorescent (CFL) Exit Sign - Incandescent Exit Sign Base Case Fixture | Manufacturer, Dealer, Consumer Financial Incentive or Direct Installation | Building or structure where exit signs are required | Regionwide | 60 | 0 | 0 | 10 | Deemed | 131.4 | 141.4193 | 0.64 | 0.010332 | 0.71365 | -1.2493 | 0 | 0.71365 | 0.48526 | 0.0029787 | 0.051321 | 0.53956 | -0.17409 | 0.75606 | 1 | 0.016144 | 0.031028 | Lower operation and maitenance cost due to longer bulb life. | Reduced emissions and solid waste production | 1.2493 | 0 | 0.71365 | 1.8193 | 1.1057 | 2.5494 | The US Environmental Protection Agency maintains a labeling program for Energy Star compliant Exit Signs. A current list of complyong products can be found at: http://yosemite1.epa.gov/estar/consumers.nsf/attachments/ExitProducts2-01.pdf/$File/ExitProducts2-01.pdf?OpenElement Criteria for qualification can be found at: http://www.epa.gov/nrgystar/purchasing/6j_exitsigns.html#specs_exitsigns
Energy Star Electro-luminescence (EL) Exit Sign - Incandescent Exit Sign Base Case Fixture | Manufacturer, Dealer, Consumer Financial Incentive or Direct Installation | Building or structure where exit signs are required | Regionwide | 130 | 0 | 0 | 10 | Deemed | 262.8 | 282.8385 | 0.64 | 0.020664 | 0.77312 | -1.3454 | 0 | 0.77312 | 0.48526 | 0.0029787 | 0.051321 | 0.53956 | -0.23356 | 0.6979 | 1 | 0.032288 | 0.031028 | Lower operation and maitenance cost due to longer bulb life. | Reduced emissions and solid waste production | 1.3454 | 0 | 0.77312 | 1.9154 | 1.1423 | 2.4776 | The US Environmental Protection Agency maintains a labeling program for Energy Star compliant Exit Signs. A current list of complyong products can be found at: http://yosemite1.epa.gov/estar/consumers.nsf/attachments/ExitProducts2-01.pdf/$File/ExitProducts2-01.pdf?OpenElement Criteria for qualification can be found at: http://www.epa.gov/nrgystar/purchasing/6j_exitsigns.html#specs_exitsigns
Energy Star Cold Cathode (CC) Exit Sign - Compact Fluorescent (CFL) Exit Sign Base Case Fixture | Manufacturer, Dealer, Consumer Financial Incentive or Direct Installation | Building or structure where exit signs are required | Regionwide | 55 | 0 | 72.8322 | 10 | Deemed | 105.12 | 113.1354 | 0.64 | 0.0082656 | 0.81772 | -1.8019 | 0.64376 | 1.4558 | 0.48526 | 0.0029787 | 0.051321 | 0.53956 | -0.91624 | 0.37063 | 1 | 0.012915 | 0.031028 | Lower operation and maitenance cost due to longer bulb life. | Reduced emissions and solid waste production | 1.8019 | 0 | 1.4615 | 2.3719 | 0.91044 | 1.623 | The US Environmental Protection Agency maintains a labeling program for Energy Star compliant Exit Signs. A current list of complyong products can be found at: http://yosemite1.epa.gov/estar/consumers.nsf/attachments/ExitProducts2-01.pdf/$File/ExitProducts2-01.pdf?OpenElement Criteria for qualification can be found at: http://www.epa.gov/nrgystar/purchasing/6j_exitsigns.html#specs_exitsigns
Energy Star Electro-luminescence (EL) Exit Sign - Compact Fluorescent (CFL) Exit Sign Base Case Fixture | Manufacturer, Dealer, Consumer Financial Incentive or Direct Installation | Building or structure where exit signs are required | Regionwide | 130 | 0 | 0 | 10 | Deemed | 131.4 | 141.4193 | 0.64 | 0.010332 | 1.5462 | -1.4415 | 0 | 1.5462 | 0.48526 | 0.0029787 | 0.051321 | 0.53956 | -1.0067 | 0.34895 | 1 | 0.016144 | 0.031028 | Lower operation and maitenance cost due to longer bulb life. | Reduced emissions and solid waste production | 1.4415 | 0 | 1.5462 | 2.0115 | 0.46531 | 1.3009 | The US Environmental Protection Agency maintains a labeling program for Energy Star compliant Exit Signs. A current list of complyong products can be found at: http://yosemite1.epa.gov/estar/consumers.nsf/attachments/ExitProducts2-01.pdf/$File/ExitProducts2-01.pdf?OpenElement Criteria for qualification can be found at: http://www.epa.gov/nrgystar/purchasing/6j_exitsigns.html#specs_exitsigns
Note on A3: Tom Eckman: Description of conservation or renewable resource technology, measure or practice.
Note on B3: Tom Eckman: Description of program through which technology, measure or practice will be delivered, including reference to relevant quality assurance specifications
Note on C3: Tom Eckman: Sector, sub-sector and end-use affected (e.g. single family homes with electric heat
Note on D3: Tom Eckman: Climate zone or geographic area in the PNW
Note on E3: Tom Eckman: Total capital cost of technology, measure or practice. For conservation this cost is usually the incremental cost of the technology, measure or practice over the less efficient alternative.
Note on F3: Tom Eckman: Additional cost over the normal cost of operation and maintenance.
Note on G3: Tom Eckman: Present value of the incremental cost of periodic capital replacements needed to maintain technology, measure or practice, e.g. heat pump compressor replacements.
Note on H3: Tom Eckman: Expected service life of the technology, measure or practice
Note on I3: Tom Eckman: If savings are deemed, they can be claimed without further analysis or data. If savings are not deemed they must be estimated using either one of the RTF's "deemed" calculation methods and/or evaluation protocols.
Note on J3: Tom Eckman: Does not include transmission and distribution system line losses.
Note on K3: Tom Eckman: Includes transmission and distribution system line losses.
Note on L3: Tom Eckman: This is the ratio of the peak demand of individual or groups of end uses of electricity at the regional bulk power transmission system's time of peak demand to the end uses non-coincident peak demand. The Northwest's bulk power transmission system's peak usage occurs during the winter. Conservation measures and renewable resources that reduce demand on the bulk power transmission system during its time of maximum demand (e.g. space heating conservation savings) are more value than those that those that reduce demand during the summer (e.g. air conditioning conservation savings).
Note on M3: Tom Eckman: Bulk transmission peak KW reduction associated with technology, measure or practice
Note on N3: Tom Eckman: Present value of incremental cost when financed and amortized based on assumptions on ProData Tab
Note on O3: Tom Eckman: Present value of annual O&M when discounted at rate assumed on ProData Tab over Program Life. Includes PV of Periodic O&M.
Note on O4: Tom Eckman: O&M Cost savings are do not accrue to regional bulk power system and so are not included in Total Present Value Cost
Note on P4: Tom Eckman: Periodic capital replacement costs are not paid by regional bulk power system and are not included in Total Present Value Cost
Note on Q3: Tom Eckman: Sum of PV Incremental cost and incremental O&M cost.
Note on R3: Tom Eckman: Present value of avoided wholesale electricity supplies over the expected life of the technology, measure or practice.
Note on S3: Tom Eckman: Benefit assumes an avoided cost of $3.00 kW year for regional bulk transmission system captial cost deferral due to reduced peak kW demand.
Note on U3: Tom Eckman: Sum of the present value of all bulk power system benefits, plus Power Act's Conservation Credit, if appliable.
Note on V3: Tom Eckman: Present value of all bulk power system benefits minus present value of all costs associated with technology, measure or practice.
Note on W3: Tom Eckman: Ratio of all present value bulk power system benefits to the present value of all costs associated with technology, measure or practice. Ratio's less than one indicate that the technology, measure or practice is not cost-effective from the bulk power system's perspective.
Note on X3: Tom Eckman: This is the ratio of the average energy use per hour to the peak energy use per hour of individual or groups of end uses of electricity. End uses that have low load factors (e.g. air conditioning) require larger capital investments in distribution systems per unit of energy sold, because these end uses only operate during short periods of the year compared to end uses that have high load factors (e.g., refrigerators) which operating all year long.
Note on Y3: Tom Eckman: Reduction in local distribution system peak load resulting from installation of technology, measure or practice
Note on Z3: Tom Eckman: Present value cost of deferred capital expenditures for local distribution system
Note on AA3: Tom Eckman: Qualitative or quantitative estimate of end-user benefits, excluding electricity savings, e.g. gallons of water saved.
Note on AB3: Tom Eckman: Qualitative or quantitative estimate of any non-electric power system benefits associated with the technology, measure or practice, e.g. reduced wastewater treatment costs.
Note on AC3: Tom Eckman: Include reduced natural gas use for water heating and drying when applicable.
Note on AD3: Tom Eckman: Present value of cost of carbon emissions, based on $15/ton.
Note on AE3: Tom Eckman: Total present value of all cost associated with the installation and maintenance of the technology, measure or practice over its expected life.
Note on AG3: Tom Eckman: Present value of all benefits associated with a technology, measure or practice, including non-power system benefits and environmental externalities benefits.
Note on AH3: Tom Eckman: Ratio of present value of total societal benefits to total societal costs of technology, measure or practice.
Note on AI3: Tom Eckman: Description of program and or activities that are associated with the technology, measure or practice, such as tax credits, Northwest Energy Efficiency Alliance market transformation programs.
Note on AJ3: Tom Eckman: Special notes regarding factors that might impact a particular technology, measure or practices cost, savings or use. For example, potential changes in federal standards or local codes or anticipated improvements in technology.

## Summary
'file:///tmp/in/input.xls'#$Summary
|  | Run date | 2004-08-12 | 9:05
|  | MC FIle | MidC_DraftPlan_122903
|  | CHAR file | 2004-04-14
|  | Run Note | Updated Program life to 20 years and start date to 2005. Stock by vintage Cohort.
Exit Signs-Retro
Totals for Measures/Categories with Benefits Exceeding Costs
0 | Totals Basis | Busbar Savings | PV Cost | First Cost | Admin Cost | Program Cost | Program $/KWa | Levelized Cost | PV Benefits | B/C Ratio
0 | Measures with B/C>1.00 | 206.8229 | 57.2582 | 34.04 | 6.8081 | 64.0663 | 2713.5317 | 22.793 | 100.3626 | 1.5665
0 | Categories with B/C>1.00 | 0 | 0 | 0 | 0 | 0 | 0 | 0 | 108.6504 | 0
0 | % of Measures with B/C >1.00 | 208.78 | 64.0004 | 38.0466 | 7.6093 | 71.6097 | 3004.6038 | 25.2379 | 101.3123 | 1.4148
0 | Block 1: x <=10 m/kWh | 0 | 0 | 0 | 0 | 0 | 0 | 0 | 0 | 0
0 | Block 2: 10< x <=20 m/kWh | 0 | 0 | 0 | 0 | 0 | 0 | 0 | 0 | 0
0 | Block 3: 20< x <=30 m/kWh | 206.8229 | 57.2582 | 34.04 | 6.8081 | 64.0663 | 2713.5317 | 22.793 | 100.3626 | 1.5665
0 | Block 4: 30< x <=40 m/kWh | 0 | 0 | 0 | 0 | 0 | 0 | 0 | 0 | 0
0 | Block 5: 40< x <=50 m/kWh | 5.3668 | 3.0777 | 1.83 | 0.36594 | 3.4436 | 5620.8115 | 47.2134 | 2.6043 | 0.75627
0 | Block 6: 50< x <=60 m/kWh | 0.031866 | 0.021336 | 0.01 | 0.00184 | 0.023176 | 6371.2041 | 53.5165 | 0.015463 | 0.6672
0 | Block 7: 60m/kWh < x | 11.6805 | 9.2622 | 5.51 | 1.1013 | 10.3635 | 7772.2637 | 65.285 | 5.6681 | 0.54693
Retro | Pre 1987 Stock Remaining in 2025 | 1256628.4451 | PRE1987 | MedHigh | 2025 | 85% | Stock elligible for retrofit |  |  |  | 1478386.406
| 1987-1994 Stock Remaining in 2025 | 201039.6086 | V1987_1994 |  | 2025 | 85% | Stock elligible for retrofit |  |  |  | 236517.1866
| 1995-2001 Stock Remianing in 2025 | 202425.3677 | V1995_2001 |  | 2025 | 50% | Stock elligible for retrofit |  |  |  | 404850.7354
| Post 2002 Stock not in LED | 142482.8369 | POST2002 |  | 2025 | 10% | Stock elligible for retrofit |  |  |  | 1424828.369
| Total Stock Elligible for Retrofit | 1802576.2583
|  | Annually |  | 20 Years
|  | kWh | MWa | kWh | MWa | lvl cost | B/C | Annual Capital $Million | 2025 Capital $Million | 2025 PV Benefits per kWh | Weighted Measure Life
| Measures with B/C>1.00 |  |  | 372814022.3314 | 42.5587 | 22.793 | 1.5665 | 0 | 73.6318 | 0.48526 | 10
| Categories with B/C>1.00 |  |  | 0 | 0 | 0 | 0
| % of Measures with B/C >1.00 |  |  | 376341948.7697 | 42.9614 | 25.2379 | 1.4148
| Block 1: x <=10 m/kWh |  |  | 0 | 0 | 0 | 0
| Block 2: 10< x <=20 m/kWh |  |  | 0 | 0 | 0 | 0
| Block 3: 20< x <=30 m/kWh |  |  | 372814022.3314 | 42.5587 | 22.793 | 1.5665
| Block 4: 30< x <=40 m/kWh |  |  | 0 | 0 | 0 | 0
| Block 5: 40< x <=50 m/kWh |  |  | 9674133.0273 | 1.1044 | 47.2134 | 0.75627
| Block 6: 50< x <=60 m/kWh |  |  | 57440.1648 | 0.0065571 | 53.5165 | 0.6672
| Block 7: 60m/kWh < x |  |  | 21055059.5243 | 2.4035 | 65.285 | 0.54693
|  |  |  | 403600655.0478 | 46.0731
Note on G21: Charlie Grist: Baseline is 15% already retrofit
Note on G22: Charlie Grist: Baseline is 15% already retrofit

## ProData
Program Parameters |  | Sponsor Parameters
Program Life (yrs) | 20 |  |  | Spon 1 | Spon 2 | Spon 3 | Cust
Program Start Date | 2005 | Real AT Cost of Cap |  | 7% | 5% | 4% | 5%
Present Value Time Zero | 2000 | Financial Life (yrs) |  | 10 | 10 | 15 | 1
Cost Reference Yr | 2000 | Weight |  | 0% | 0% | 100%
Real Discount Rate | 4%
Inflation Rate (Currently NA) | 0% | Run Tabs: |  | TRUE
Capital Real Escalation Rt | 0% | MeasureTable | FALSE
Sponsor Share of First Cost | 100% | Summary | FALSE
Sponsor Share of Replace Cost | 0% | MDataRegion | TRUE
Sponsor Share of O&M | 0% | MMap | FALSE
Last Sponsor O&M Yr | 10 | MDataMeas | TRUE
Bulk Power T&D Loss Factor | 2.5% | Input Assumptions | FALSE
Bulk Power T&D Credit ($/kw-yr) | 3 | Units Assumptions | FALSE
Local Power T&D Loss Factor | 5% | Units Notes | FALSE
Local Power T&D Credit ($/kw-yr) | 20 | To Do | FALSE
Externalities Credit (m/kwh) | 0 | 2003-11-01 | FALSE
Regional Act C/E Credit (%) | 10%
Admin Cost (% of First Cost) | 20%
Cost Coeff of Variation | 25%
Marg Cost / Save Shape File | Q:\CG\Main\Plan 5\Commercial\Assessment\MC_AND_LOADSHAPE.XLS
Electric Marginal Cost Tab | MidC_DraftPlan_122903
Savings Shape Tab | Conservation Load Shapes
Note on B7: Currently not used, Hardwired in code to zero until chance to fully implement.

## MDataRegion
Data Set Name
Exit Signs-Retro | Weighted for Region
Per 1000 square feet commercial floor space
1 |  | 3 | 4 | 5 | 6 | 7 | 8 | 9 | 10 | 11 | 12 | 13 | 14 | 15 | 16
Input Data |  | 9: Periodic O&M; 15: Other Fuels
Category Name | Measure Name | Savings (kWh/yr.) | Phys Life (yr.) | Capital Cost ($) | Annual O&M ($) | Shape Pointer | Non-E Val ($/yr.) | Cost 1 ($) | Period 1 | Cost 2 ($) | Period 2 | Cost 3 ($) | Period 3 | Savings (mmBtu/yr) | Shape Pointer
Energy Star Compact Fluorescent (CFL) Exit Sign - Incandescent Exit Sign Base Case Fixture | Energy Star Compact Fluorescent (CFL) Exit Sign - Incandescent Exit Sign Base Case Fixture | 0.010574 | 10 | 0.0048284 | 0 | FLAT | 0.0010462 | 0 | 0 | 0 | 0 | 0 | 0 | 0 | 0
Energy Star Light Emitting Diode (LED) Exit Sign - Incandescent Exit Sign Base Case Fixture | Energy Star Light Emitting Diode (LED) Exit Sign - Incandescent Exit Sign Base Case Fixture | 192.1699 | 10 | 34.0405 | 0 | FLAT | 21.1808 | 0 | 0 | 0 | 0 | 0 | 0 | 0 | 0
Energy Star Cold Cathode (CC) Exit Sign - Incandescent Exit Sign Base Case Fixture | Energy Star Cold Cathode (CC) Exit Sign - Incandescent Exit Sign Base Case Fixture | 0.019034 | 10 | 0.0044261 | 0 | FLAT | 0.0022533 | 0.0044261 | 5 | 0 | 0 | 0 | 0 | 0 | 0
Energy Star Electro-luminescence (EL) Exit Sign - Incandescent Exit Sign Base Case Fixture | Energy Star Electro-luminescence (EL) Exit Sign - Incandescent Exit Sign Base Case Fixture | 10.5743 | 10 | 5.2308 | 0 | FLAT | 1.1266 | 0 | 0 | 0 | 0 | 0 | 0 | 0 | 0
Energy Star Light Emitting Diode (LED) Exit Sign - Compact Fluorescent (CFL) Exit Sign Base Case Fixture | Energy Star Light Emitting Diode (LED) Exit Sign - Compact Fluorescent (CFL) Exit Sign Base Case Fixture | 4.9866 | 10 | 1.8297 | 0 | FLAT | 0.60991 | 0 | 0 | 0 | 0 | 0 | 0 | 0 | 0
Energy Star Cold Cathode (CC) Exit Sign - Compact Fluorescent (CFL) Exit Sign Base Case Fixture | Energy Star Cold Cathode (CC) Exit Sign - Compact Fluorescent (CFL) Exit Sign Base Case Fixture | 0.00044523 | 10 | 0.00023295 | 0 | FLAT | 6.3532e-05 | 0.00023295 | 5 | 0 | 0 | 0 | 0 | 0 | 0
Energy Star Electro-luminescence (EL) Exit Sign - Compact Fluorescent (CFL) Exit Sign Base Case Fixture | Energy Star Electro-luminescence (EL) Exit Sign - Compact Fluorescent (CFL) Exit Sign Base Case Fixture | 0.27827 | 10 | 0.27531 | 0 | FLAT | 0.031766 | 0 | 0 | 0 | 0 | 0 | 0 | 0 | 0
10
ProCost Results, Version 1.70a: JPH 03/07/01, 09:04 AM 8/12/2004 | bar: 3 to 4
Measure Results (2000 $) |  | 3: Measure Input Data; 11: Savings; 14: PV Capital |  | PV O&M |  | Total PV Costs |  |  |  |  | Levelized Cost (mills/kwh) |  |  |  |  | PV Bulk Power System Benefits | [5 empty] | PV Regional Benefits
Category | Measure | Measure Life | Site Savings (kWh) | Capital Cost ($/unit) | Annual O&M Cost ($/unit) | PV Per. Repl. Cost ($/unit) | Load Shape | Div. Load Factor | Bulk Pwr Coin. Factor | Bulk Energy (kWh) | Bulk Demand (kw) | Local Demand (kW) | Spon 1 | Spon 2 | Spon 3 | Cust | Utility | Cust | Spon 1 | Spon 2 | Spon 3 | Cust | Total | Spon 1 | Spon 2 | Spon 3 | Cust | Total | Energy | Bulk T&D Def. Cap. | Act C-E Credit | Total System Benefit | Total non-Consumer Cost | Bulk System B/C Ratio | Local T&D Def.Cap. | Non-E Value | Exter-nalities | Total Regional Benefit | Total Regional Cost | Total Regional B/C Ratio
Energy Star Compact Fluorescent (CFL) Exit Sign - Incandescent Exit Sign Base Case Fixture | Energy Star Compact Fluorescent (CFL) Exit Sign - Incandescent Exit Sign Base Case Fixture | 10 | 0.010574 | 0 | 0 | 0 | FLAT | 1 | 0.64 | 0.011381 | 8.3146e-07 | 1.2992e-06 |  |  | 0.0048 | 0.0032739 | 0 | 0 | 0 | 0 | 0.0048 | 0.0032739 | 0.0080739 | 0 | 0 | 31.0347 | 21.1675 | 52.2022 | 0.0055225 | 3.3899e-05 | 0.00058406 | 0.0061344 | 0.0048 | 1.278 | 0.00035312 | 0.01359 | 0 | 0.020078 | 0.0080739 | 2.4868
Energy Star Light Emitting Diode (LED) Exit Sign - Incandescent Exit Sign Base Case Fixture | Energy Star Light Emitting Diode (LED) Exit Sign - Incandescent Exit Sign Base Case Fixture | 10 | 192.1699 | 34.04 | 0 | 0 | FLAT | 1 | 0.64 | 206.8229 | 0.01511 | 0.02361 |  |  | 34.0405 | 23.2177 | 0 | 0 | 0 | 0 | 34.0405 | 23.2177 | 57.2582 | 0 | 0 | 12.1106 | 8.2602 | 20.3708 | 100.3626 | 0.61606 | 10.6144 | 111.4833 | 34.0405 | 3.275 | 6.4173 | 287.854 | 0 | 405.7546 | 57.2582 | 7.0864
Energy Star Cold Cathode (CC) Exit Sign - Incandescent Exit Sign Base Case Fixture | Energy Star Cold Cathode (CC) Exit Sign - Incandescent Exit Sign Base Case Fixture | 10 | 0.019034 | 0 | 0 | 0.0058611 | FLAT | 1 | 0.64 | 0.020485 | 1.4966e-06 | 2.3385e-06 |  |  | 0.0044 | 0.0030011 | 0 | 0 | 0 | 0 | 0.0044 | 0.0088622 | 0.013262 | 0 | 0 | 15.8047 | 31.8327 | 47.6374 | 0.0099405 | 6.1019e-05 | 0.0010513 | 0.011042 | 0.0044 | 2.5095 | 0.00063561 | 0.031258 | 0 | 0.042935 | 0.013262 | 3.2374
Energy Star Electro-luminescence (EL) Exit Sign - Incandescent Exit Sign Base Case Fixture | Energy Star Electro-luminescence (EL) Exit Sign - Incandescent Exit Sign Base Case Fixture | 10 | 10.5743 | 5.23 | 0 | 0 | FLAT | 1 | 0.64 | 11.3806 | 0.00083146 | 0.0012992 |  |  | 5.2308 | 3.5677 | 0 | 0 | 0 | 0 | 5.2308 | 3.5677 | 8.7985 | 0 | 0 | 33.82 | 23.0673 | 56.8873 | 5.5225 | 0.033899 | 0.58406 | 6.1344 | 5.2308 | 1.1728 | 0.35312 | 15.3109 | 0 | 21.7984 | 8.7985 | 2.4775
Energy Star Light Emitting Diode (LED) Exit Sign - Compact Fluorescent (CFL) Exit Sign Base Case Fixture | Energy Star Light Emitting Diode (LED) Exit Sign - Compact Fluorescent (CFL) Exit Sign Base Case Fixture | 10 | 4.9866 | 1.83 | 0 | 0 | FLAT | 1 | 0.64 | 5.3668 | 0.0003921 | 0.00061265 |  |  | 1.8297 | 1.248 | 0 | 0 | 0 | 0 | 1.8297 | 1.248 | 3.0777 | 0 | 0 | 25.086 | 17.1102 | 42.1962 | 2.6043 | 0.015986 | 0.27543 | 2.8929 | 1.8297 | 1.5811 | 0.16652 | 8.2887 | 0 | 11.3481 | 3.0777 | 3.6873
Energy Star Cold Cathode (CC) Exit Sign - Compact Fluorescent (CFL) Exit Sign Base Case Fixture | Energy Star Cold Cathode (CC) Exit Sign - Compact Fluorescent (CFL) Exit Sign Base Case Fixture | 10 | 0.00044523 | 0 | 0 | 0.00030848 | FLAT | 1 | 0.64 | 0.00047918 | 3.5009e-08 | 5.4701e-08 |  |  | 0.0002 | 0.00013641 | 0 | 0 | 0 | 0 | 0.0002 | 0.00044489 | 0.00064489 | 0 | 0 | 30.7114 | 68.3161 | 99.0275 | 0.00023253 | 1.4273e-06 | 2.4592e-05 | 0.00025829 | 0.0002 | 1.2915 | 1.4868e-05 | 0.001359 | 0 | 0.0016322 | 0.00064489 | 2.531
Energy Star Electro-luminescence (EL) Exit Sign - Compact Fluorescent (CFL) Exit Sign Base Case Fixture | Energy Star Electro-luminescence (EL) Exit Sign - Compact Fluorescent (CFL) Exit Sign Base Case Fixture | 10 | 0.27827 | 0.28 | 0 | 0 | FLAT | 1 | 0.64 | 0.29949 | 2.188e-05 | 3.4188e-05 |  |  | 0.2753 | 0.18777 | 0 | 0 | 0 | 0 | 0.2753 | 0.18777 | 0.46307 | 0 | 0 | 67.6388 | 46.1337 | 113.7725 | 0.14533 | 0.00089209 | 0.01537 | 0.16143 | 0.2753 | 0.58639 | 0.0092926 | 0.43217 | 0 | 0.6029 | 0.46307 | 1.302
Category Totals (2000 $) |  | 3: Savings Weighted Measure Data; 11: Savings; 14: PV Costs |  | Lvl Cst | PV Bulk Power System Benefits | [5 empty] | PV Regional Benefits
| Category | Weighted Measure Life | Site Savings (kWh) | Capital Cost ($/unit) | Annual O&M Cost ($/unit) | Per. Repl. Cost ($/unit) | Load Shape | Weighted Load Factor | Weighted Coinc. Factor | Bulk Energy (kWh) | Bulk Demand (kw) | Local Demand (kW) | PV Capital | PV Annual O&M | PV Period. Repl. | PV Total Costs | Levelized Cost mills/kWh | Energy | Bulk T&D Def. Cap. | Act C-E Credit | Total System Benefit | Total non-Consumer Cost | Bulk System B/C Ratio | Local T&D Def.Cap. | Non-E Value | Exter-nalities | Total Regional Benefit | Total Regional Cost | Total Regional B/C Ratio
| Energy Star Light Emitting Diode (LED) Exit Sign - Incandescent Exit Sign Base Case Fixture | 10 | 192.1699 | 34.04 | 0 | 0 |  | 1 | 0.64 | 206.8229 | 0.01511 | 0.02361 | 57.2582 | 0 | 0 | 57.2582 | 20.3708 | 100.3626 | 0.61606 | 10.6144 | 111.4833 | 34.0405 | 3.275 | 6.4173 | 287.854 | 0 | 405.7546 | 57.2582 | 7.0864
| Energy Star Light Emitting Diode (LED) Exit Sign - Compact Fluorescent (CFL) Exit Sign Base Case Fixture | 10 | 4.9866 | 1.83 | 0 | 0 |  | 1 | 0.64 | 5.3668 | 0.0003921 | 0.00061265 | 3.0777 | 0 | 0 | 3.0777 | 42.1962 | 2.6043 | 0.015986 | 0.27543 | 2.8929 | 1.8297 | 1.5811 | 0.16652 | 8.2887 | 0 | 11.3481 | 3.0777 | 3.6873
| Energy Star Cold Cathode (CC) Exit Sign - Incandescent Exit Sign Base Case Fixture | 10 | 0.019034 | 0 | 0 | 0.0058611 |  | 1 | 0.64 | 0.020485 | 1.4966e-06 | 2.3385e-06 | 0.0074011 | 0 | 0.0058611 | 0.013262 | 47.6374 | 0.0099405 | 6.1019e-05 | 0.0010513 | 0.011042 | 0.0044 | 2.5095 | 0.00063561 | 0.031258 | 0 | 0.042935 | 0.013262 | 3.2374
| Energy Star Cold Cathode (CC) Exit Sign - Compact Fluorescent (CFL) Exit Sign Base Case Fixture | 10 | 0.00044523 | 0 | 0 | 0.00030848 |  | 1 | 0.64 | 0.00047918 | 3.5009e-08 | 5.4701e-08 | 0.00033641 | 0 | 0.00030848 | 0.00064489 | 99.0275 | 0.00023253 | 1.4273e-06 | 2.4592e-05 | 0.00025829 | 0.0002 | 1.2915 | 1.4868e-05 | 0.001359 | 0 | 0.0016322 | 0.00064489 | 2.531
| Energy Star Compact Fluorescent (CFL) Exit Sign - Incandescent Exit Sign Base Case Fixture | 10 | 0.010574 | 0 | 0 | 0 |  | 1 | 0.64 | 0.011381 | 8.3146e-07 | 1.2992e-06 | 0.0080739 | 0 | 0 | 0.0080739 | 52.2022 | 0.0055225 | 3.3899e-05 | 0.00058406 | 0.0061344 | 0.0048 | 1.278 | 0.00035312 | 0.01359 | 0 | 0.020078 | 0.0080739 | 2.4868
| Energy Star Electro-luminescence (EL) Exit Sign - Incandescent Exit Sign Base Case Fixture | 10 | 10.5743 | 5.23 | 0 | 0 |  | 1 | 0.64 | 11.3806 | 0.00083146 | 0.0012992 | 8.7985 | 0 | 0 | 8.7985 | 56.8874 | 5.5225 | 0.033899 | 0.58406 | 6.1344 | 5.2308 | 1.1728 | 0.35312 | 15.3109 | 0 | 21.7984 | 8.7985 | 2.4775
| Energy Star Electro-luminescence (EL) Exit Sign - Compact Fluorescent (CFL) Exit Sign Base Case Fixture | 10 | 0.27827 | 0.28 | 0 | 0 |  | 1 | 0.64 | 0.29949 | 2.188e-05 | 3.4188e-05 | 0.46307 | 0 | 0 | 0.46307 | 113.7725 | 0.14533 | 0.00089209 | 0.01537 | 0.16143 | 0.2753 | 0.58639 | 0.0092926 | 0.43217 | 0 | 0.6029 | 0.46307 | 1.302
Totals for Measures/Categories with Benefits Exceeding Costs | bar: 3 to 11
| Totals Basis | Busbar Savings | PV Cost | First Cost | Admin Cost | Program Cost | Program $/KWa | Levelized Cost | PV Benefits | B/C Ratio
| Measures with B/C>1.00 | 206.8229 | 57.2582 | 34.04 | 6.8081 | 64.0663 | 2713.5317 | 22.793 | 100.3626 | 1.5665
| Categories with B/C>1.00 | 0 | 0 | 0 | 0 | 0 | 0 | 0 | 108.6504 | 0
| % of Measures with B/C >1.00 | 208.78 | 64.0004 | 38.0466 | 7.6093 | 71.6097 | 3004.6038 | 25.2379 | 101.3123 | 1.4148
| Block 1: x <=10 m/kWh | 0 | 0 | 0 | 0 | 0 | 0 | 0 | 0 | 0
| Block 2: 10< x <=20 m/kWh | 0 | 0 | 0 | 0 | 0 | 0 | 0 | 0 | 0
| Block 3: 20< x <=30 m/kWh | 206.8229 | 57.2582 | 34.04 | 6.8081 | 64.0663 | 2713.5317 | 22.793 | 100.3626 | 1.5665
| Block 4: 30< x <=40 m/kWh | 0 | 0 | 0 | 0 | 0 | 0 | 0 | 0 | 0
| Block 5: 40< x <=50 m/kWh | 5.3668 | 3.0777 | 1.83 | 0.36594 | 3.4436 | 5620.8115 | 47.2134 | 2.6043 | 0.75627
| Block 6: 50< x <=60 m/kWh | 0.031866 | 0.021336 | 0.01 | 0.00184 | 0.023176 | 6371.2041 | 53.5165 | 0.015463 | 0.6672
| Block 7: 60m/kWh < x | 11.6805 | 9.2622 | 5.51 | 1.1013 | 10.3635 | 7772.2637 | 65.285 | 5.6681 | 0.54693

## MMap
[5 empty] | Regional Wt | Regional Wt |  |  | raw | raw | FloorA%REG |  | Fraction of Base Year Stock | Retrofit Technology Share
Category Name | Measure Name | LIfe Time | MOPP | STOCK | Savings (kWh/ksf/yr.) | Capital Cost ($)/ksf | Regional Wt | Signs per Kfs | RAW Savings (kWh/sign/yr.) | RAW Capital Cost/sign ($) | REGIONAL WEIGHT (%of NR or New) | MEASURE APPLIC | STOCK FRACTION | TECH SHARE
Energy Star Compact Fluorescent (CFL) Exit Sign - Incandescent Exit Sign Base Case Fixture | Energy Star Compact Fluorescent (CFL) Exit Sign - Incandescent Exit Sign Base Case Fixture | 10 |  |  | 0.010574 | 0.0048284 | 8.0474e-05 | 0.84709 | 131.4 | 60 |  | 0.0095% | 95% | 0.01%
Energy Star Light Emitting Diode (LED) Exit Sign - Incandescent Exit Sign Base Case Fixture | Energy Star Light Emitting Diode (LED) Exit Sign - Incandescent Exit Sign Base Case Fixture | 10 |  |  | 192.1699 | 34.0405 | 0.75646 | 0.84709 | 254.04 | 45 |  | 89.3% | 95% | 94%
Energy Star Cold Cathode (CC) Exit Sign - Incandescent Exit Sign Base Case Fixture | Energy Star Cold Cathode (CC) Exit Sign - Incandescent Exit Sign Base Case Fixture | 10 |  |  | 0.019034 | 0.0044261 | 8.0474e-05 | 0.84709 | 236.52 | 55 |  | 0.0095% | 95% | 0.01%
Energy Star Electro-luminescence (EL) Exit Sign - Incandescent Exit Sign Base Case Fixture | Energy Star Electro-luminescence (EL) Exit Sign - Incandescent Exit Sign Base Case Fixture | 10 |  |  | 10.5743 | 5.2308 | 0.040237 | 0.84709 | 262.8 | 130 |  | 4.75% | 95% | 5%
Energy Star Light Emitting Diode (LED) Exit Sign - Compact Fluorescent (CFL) Exit Sign Base Case Fixture | Energy Star Light Emitting Diode (LED) Exit Sign - Compact Fluorescent (CFL) Exit Sign Base Case Fixture | 10 |  |  | 4.9866 | 1.8297 | 0.040661 | 0.84709 | 122.64 | 45 |  | 4.8% | 5% | 96%
Energy Star Cold Cathode (CC) Exit Sign - Compact Fluorescent (CFL) Exit Sign Base Case Fixture | Energy Star Cold Cathode (CC) Exit Sign - Compact Fluorescent (CFL) Exit Sign Base Case Fixture | 10 |  |  | 0.00044523 | 0.00023295 | 4.2355e-06 | 0.84709 | 105.12 | 55 |  | 0.0005% | 5% | 0.01%
Energy Star Electro-luminescence (EL) Exit Sign - Compact Fluorescent (CFL) Exit Sign Base Case Fixture | Energy Star Electro-luminescence (EL) Exit Sign - Compact Fluorescent (CFL) Exit Sign Base Case Fixture | 10 |  |  | 0.27827 | 0.27531 | 0.0021177 | 0.84709 | 131.4 | 130 |  | 0.25% | 5% | 5%
`

## MDataMeas
Data Set Name
Exit Signs
1 | 2 | 3 | 4 | 5 | 6 | 7 | 8 | 9 | 10 | 11 | 12 | 13 | 14 | 15 | 16 | 17 | 18 | 19 | 20 | 21 | 22 | 23 | 24 | 25 | 26 | 27 | 28 | 29 | 30 | 31 | 32 | 33 | 34 | 35 | 36 | 37 | 38 | 39 | 40 | 41
Input Data | [7 empty] | Periodic O&M | [5 empty] | Other Fuels
Category Name | Measure Name | Savings (kWh/yr.) | Phys Life (yr.) | Capital Cost ($) | Annual O&M ($) | Shape Pointer | Non-E Val ($/yr.) | Cost 1 ($) | Period 1 | Cost 2 ($) | Period 2 | Cost 3 ($) | Period 3 | Savings (mmBtu/yr) | Shape Pointer
Energy Star Compact Fluorescent (CFL) Exit Sign - Incandescent Exit Sign Base Case Fixture | Energy Star Compact Fluorescent (CFL) Exit Sign - Incandescent Exit Sign Base Case Fixture | 131.4 | 10 | 60 |  | FLAT | 13
Energy Star Light Emitting Diode (LED) Exit Sign - Incandescent Exit Sign Base Case Fixture | Energy Star Light Emitting Diode (LED) Exit Sign - Incandescent Exit Sign Base Case Fixture | 254.04 | 10 | 45 |  | FLAT | 28
Energy Star Cold Cathode (CC) Exit Sign - Incandescent Exit Sign Base Case Fixture | Energy Star Cold Cathode (CC) Exit Sign - Incandescent Exit Sign Base Case Fixture | 236.52 | 10 | 55 |  | FLAT | 28 | 55 | 5
Energy Star Electro-luminescence (EL) Exit Sign - Incandescent Exit Sign Base Case Fixture | Energy Star Electro-luminescence (EL) Exit Sign - Incandescent Exit Sign Base Case Fixture | 262.8 | 10 | 130 |  | FLAT | 28
Energy Star Light Emitting Diode (LED) Exit Sign - Compact Fluorescent (CFL) Exit Sign Base Case Fixture | Energy Star Light Emitting Diode (LED) Exit Sign - Compact Fluorescent (CFL) Exit Sign Base Case Fixture | 122.64 | 10 | 45 |  | FLAT | 15
Energy Star Cold Cathode (CC) Exit Sign - Compact Fluorescent (CFL) Exit Sign Base Case Fixture | Energy Star Cold Cathode (CC) Exit Sign - Compact Fluorescent (CFL) Exit Sign Base Case Fixture | 105.12 | 10 | 55 |  | FLAT | 15 | 55 | 5
Energy Star Electro-luminescence (EL) Exit Sign - Compact Fluorescent (CFL) Exit Sign Base Case Fixture | Energy Star Electro-luminescence (EL) Exit Sign - Compact Fluorescent (CFL) Exit Sign Base Case Fixture | 131.4 | 10 | 130 |  | FLAT | 15
ProCost Results, Version 1.70a: JPH 03/07/01, 09:04 AM 8/12/2004
Measure Results (2000 $) |  | Measure Input Data | [7 empty] | Savings |  |  | PV Capital |  |  |  | PV O&M |  | Total PV Costs |  |  |  |  | Levelized Cost (mills/kwh) |  |  |  |  | PV Bulk Power System Benefits | [5 empty] | PV Regional Benefits
Category | Measure | Measure Life | Site Savings (kWh) | Capital Cost ($/unit) | Annual O&M Cost ($/unit) | PV Per. Repl. Cost ($/unit) | Load Shape | Div. Load Factor | Bulk Pwr Coin. Factor | Bulk Energy (kWh) | Bulk Demand (kw) | Local Demand (kW) | Spon 1 | Spon 2 | Spon 3 | Cust | Utility | Cust | Spon 1 | Spon 2 | Spon 3 | Cust | Total | Spon 1 | Spon 2 | Spon 3 | Cust | Total | Energy | Bulk T&D Def. Cap. | Act C-E Credit | Total System Benefit | Total non-Consumer Cost | Bulk System B/C Ratio | Local T&D Def.Cap. | Non-E Value | Exter-nalities | Total Regional Benefit | Total Regional Cost | Total Regional B/C Ratio
Energy Star Compact Fluorescent (CFL) Exit Sign - Incandescent Exit Sign Base Case Fixture | Energy Star Compact Fluorescent (CFL) Exit Sign - Incandescent Exit Sign Base Case Fixture | 10 | 131.4 | 60 |  | 0 | FLAT | 1 | 0.64 | 141.4193 | 0.010332 | 0.016144 |  |  | 60 | 40.9236 | 0 | 0 | 0 | 0 | 60 | 40.9236 | 100.9236 | 0 | 0 | 31.2185 | 21.2929 | 52.5115 | 68.6249 | 0.42125 | 7.2578 | 76.2289 | 60 | 1.2705 | 4.388 | 176.6742 | 0 | 257.2911 | 100.9236 | 2.5494
Energy Star Light Emitting Diode (LED) Exit Sign - Incandescent Exit Sign Base Case Fixture | Energy Star Light Emitting Diode (LED) Exit Sign - Incandescent Exit Sign Base Case Fixture | 10 | 254.04 | 45 |  | 0 | FLAT | 1 | 0.64 | 273.4106 | 0.019975 | 0.031211 |  |  | 45 | 30.6927 | 0 | 0 | 0 | 0 | 45 | 30.6927 | 75.6927 | 0 | 0 | 12.1106 | 8.2602 | 20.3708 | 132.6748 | 0.81441 | 14.0317 | 147.3759 | 45 | 3.275 | 8.4834 | 380.5291 | 0 | 536.3884 | 75.6927 | 7.0864
Energy Star Cold Cathode (CC) Exit Sign - Incandescent Exit Sign Base Case Fixture | Energy Star Cold Cathode (CC) Exit Sign - Incandescent Exit Sign Base Case Fixture | 10 | 236.52 | 55 |  | 72.8322 | FLAT | 1 | 0.64 | 254.5547 | 0.018598 | 0.029059 |  |  | 55 | 37.5133 | 0 | 0 | 0 | 0 | 55 | 110.3456 | 165.3455 | 0 | 0 | 15.8983 | 31.8966 | 47.7949 | 123.5248 | 0.75824 | 13.064 | 137.212 | 55 | 2.4948 | 7.8984 | 380.5291 | 0 | 525.6395 | 165.3455 | 3.179
Energy Star Electro-luminescence (EL) Exit Sign - Incandescent Exit Sign Base Case Fixture | Energy Star Electro-luminescence (EL) Exit Sign - Incandescent Exit Sign Base Case Fixture | 10 | 262.8 | 130 |  | 0 | FLAT | 1 | 0.64 | 282.8385 | 0.020664 | 0.032287 |  |  | 130 | 88.6678 | 0 | 0 | 0 | 0 | 130 | 88.6678 | 218.6678 | 0 | 0 | 33.8201 | 23.0674 | 56.8874 | 137.2498 | 0.84249 | 14.5155 | 152.4578 | 130 | 1.1728 | 8.776 | 380.5291 | 0 | 541.7629 | 218.6678 | 2.4776
Energy Star Light Emitting Diode (LED) Exit Sign - Compact Fluorescent (CFL) Exit Sign Base Case Fixture | Energy Star Light Emitting Diode (LED) Exit Sign - Compact Fluorescent (CFL) Exit Sign Base Case Fixture | 10 | 122.64 | 45 |  | 0 | FLAT | 1 | 0.64 | 131.9913 | 0.0096432 | 0.015067 |  |  | 45 | 30.6927 | 0 | 0 | 0 | 0 | 45 | 30.6927 | 75.6927 | 0 | 0 | 25.0863 | 17.1104 | 42.1967 | 64.0499 | 0.39316 | 6.7739 | 71.147 | 45 | 1.581 | 4.0954 | 203.8549 | 0 | 279.0973 | 75.6927 | 3.6872
Energy Star Cold Cathode (CC) Exit Sign - Compact Fluorescent (CFL) Exit Sign Base Case Fixture | Energy Star Cold Cathode (CC) Exit Sign - Compact Fluorescent (CFL) Exit Sign Base Case Fixture | 10 | 105.12 | 55 |  | 72.8322 | FLAT | 1 | 0.64 | 113.1354 | 0.0082656 | 0.012915 |  |  | 55 | 37.5133 | 0 | 0 | 0 | 0 | 55 | 110.3456 | 165.3455 | 0 | 0 | 35.7713 | 71.7673 | 107.5385 | 54.8999 | 0.337 | 5.8062 | 60.9831 | 55 | 1.1088 | 3.5104 | 203.8549 | 0 | 268.3484 | 165.3455 | 1.623
Energy Star Electro-luminescence (EL) Exit Sign - Compact Fluorescent (CFL) Exit Sign Base Case Fixture | Energy Star Electro-luminescence (EL) Exit Sign - Compact Fluorescent (CFL) Exit Sign Base Case Fixture | 10 | 131.4 | 130 |  | 0 | FLAT | 1 | 0.64 | 141.4193 | 0.010332 | 0.016144 |  |  | 130 | 88.6678 | 0 | 0 | 0 | 0 | 130 | 88.6678 | 218.6678 | 0 | 0 | 67.6402 | 46.1347 | 113.7749 | 68.6249 | 0.42125 | 7.2578 | 76.2289 | 130 | 0.58638 | 4.388 | 203.8549 | 0 | 284.4718 | 218.6678 | 1.3009
Category Totals (2000 $) |  | Savings Weighted Measure Data | [7 empty] | Savings |  |  | PV Costs |  |  |  | Lvl Cst | PV Bulk Power System Benefits | [5 empty] | PV Regional Benefits
| Category | Weighted Measure Life | Site Savings (kWh) | Capital Cost ($/unit) | Annual O&M Cost ($/unit) | Per. Repl. Cost ($/unit) | Load Shape | Weighted Load Factor | Weighted Coinc. Factor | Bulk Energy (kWh) | Bulk Demand (kw) | Local Demand (kW) | PV Capital | PV Annual O&M | PV Period. Repl. | PV Total Costs | Levelized Cost mills/kWh | Energy | Bulk T&D Def. Cap. | Act C-E Credit | Total System Benefit | Total non-Consumer Cost | Bulk System B/C Ratio | Local T&D Def.Cap. | Non-E Value | Exter-nalities | Total Regional Benefit | Total Regional Cost | Total Regional B/C Ratio
| Energy Star Light Emitting Diode (LED) Exit Sign - Incandescent Exit Sign Base Case Fixture | 10 | 254.04 | 45 | 0 | 0 |  | 1 | 0.64 | 273.4106 | 0.019975 | 0.031211 | 75.6927 | 0 | 0 | 75.6927 | 20.3708 | 132.6748 | 0.81441 | 14.0317 | 147.3759 | 45 | 3.275 | 8.4834 | 380.5291 | 0 | 536.3884 | 75.6927 | 7.0864
| Energy Star Light Emitting Diode (LED) Exit Sign - Compact Fluorescent (CFL) Exit Sign Base Case Fixture | 10 | 122.64 | 45 | 0 | 0 |  | 1 | 0.64 | 131.9913 | 0.0096432 | 0.015068 | 75.6927 | 0 | 0 | 75.6927 | 42.1967 | 64.0499 | 0.39316 | 6.7739 | 71.147 | 45 | 1.581 | 4.0954 | 203.8549 | 0 | 279.0973 | 75.6927 | 3.6872
| Energy Star Cold Cathode (CC) Exit Sign - Incandescent Exit Sign Base Case Fixture | 10 | 236.52 | 55 | 0 | 72.8322 |  | 1 | 0.64 | 254.5547 | 0.018598 | 0.029059 | 92.5133 | 0 | 72.8322 | 165.3455 | 47.7949 | 123.5248 | 0.75824 | 13.064 | 137.212 | 55 | 2.4948 | 7.8984 | 380.5291 | 0 | 525.6395 | 165.3455 | 3.179
| Energy Star Compact Fluorescent (CFL) Exit Sign - Incandescent Exit Sign Base Case Fixture | 10 | 131.4 | 60 | 0 | 0 |  | 1 | 0.64 | 141.4193 | 0.010332 | 0.016144 | 100.9236 | 0 | 0 | 100.9236 | 52.5115 | 68.6249 | 0.42125 | 7.2578 | 76.2289 | 60 | 1.2705 | 4.388 | 176.6742 | 0 | 257.2911 | 100.9236 | 2.5494
| Energy Star Electro-luminescence (EL) Exit Sign - Incandescent Exit Sign Base Case Fixture | 10 | 262.8 | 130 | 0 | 0 |  | 1 | 0.64 | 282.8385 | 0.020664 | 0.032288 | 218.6678 | 0 | 0 | 218.6678 | 56.8874 | 137.2498 | 0.84249 | 14.5155 | 152.4578 | 130 | 1.1728 | 8.776 | 380.5291 | 0 | 541.7629 | 218.6678 | 2.4776
| Energy Star Cold Cathode (CC) Exit Sign - Compact Fluorescent (CFL) Exit Sign Base Case Fixture | 10 | 105.12 | 55 | 0 | 72.8322 |  | 1 | 0.64 | 113.1354 | 0.0082656 | 0.012915 | 92.5133 | 0 | 72.8322 | 165.3455 | 107.5385 | 54.8999 | 0.337 | 5.8062 | 60.9831 | 55 | 1.1088 | 3.5104 | 203.8549 | 0 | 268.3484 | 165.3455 | 1.623
| Energy Star Electro-luminescence (EL) Exit Sign - Compact Fluorescent (CFL) Exit Sign Base Case Fixture | 10 | 131.4 | 130 | 0 | 0 |  | 1 | 0.64 | 141.4193 | 0.010332 | 0.016144 | 218.6678 | 0 | 0 | 218.6678 | 113.7749 | 68.6249 | 0.42125 | 7.2578 | 76.2289 | 130 | 0.58638 | 4.388 | 203.8549 | 0 | 284.4718 | 218.6678 | 1.3009
Totals for Measures/Categories with Benefits Exceeding Costs
| Totals Basis | Busbar Savings | PV Cost | First Cost | Admin Cost | Program Cost | Program $/KWa | Levelized Cost | PV Benefits | B/C Ratio
| Measures with B/C>1.00 | 273.4106 | 75.6927 | 45 | 9 | 84.6927 | 2713.531 | 22.793 | 132.6748 | 1.5665
| Categories with B/C>1.00 | 0 | 0 | 0 | 0 | 0 | 0 | 0 | 649.649 | 0
| % of Measures with B/C >1.00 | 382.5759 | 493.9043 | 255.9188 | 51.1838 | 545.0881 | 12481.1094 | 104.8381 | 185.6482 | 0.34058
| Block 1: x <=10 m/kWh | 0 | 0 | 0 | 0 | 0 | 0 | 0 | 0 | 0
| Block 2: 10< x <=20 m/kWh | 0 | 0 | 0 | 0 | 0 | 0 | 0 | 0 | 0
| Block 3: 20< x <=30 m/kWh | 273.4106 | 75.6927 | 45 | 9 | 84.6927 | 2713.531 | 22.793 | 132.6748 | 1.5665
| Block 4: 30< x <=40 m/kWh | 0 | 0 | 0 | 0 | 0 | 0 | 0 | 0 | 0
| Block 5: 40< x <=50 m/kWh | 131.9913 | 75.6927 | 45 | 9 | 84.6927 | 5620.8857 | 47.214 | 64.0499 | 0.75626
| Block 6: 50< x <=60 m/kWh | 395.9739 | 266.2691 | 115 | 23 | 289.2691 | 6399.4058 | 53.7534 | 192.1497 | 0.66426
| Block 7: 60m/kWh < x | 537.3931 | 602.6811 | 315 | 63 | 665.6811 | 10851.2109 | 91.1474 | 260.7746 | 0.39174
Note on H6: Tom Eckman: Annual O&M savings must be treated as "positive" non-energy value in order to compute benefit/cost ratio based on the treatment of all "negative costs" as benefits.
Note on J8: Tom Eckman: Periodic replacement life must be slightly greater than 5 years so that only one replacement occurs with 10 year measure life.

## Input Assumptions
Input Assumptions for Energy Star Exit Signs Deemed Savings
Backgorund - Three of the most popular lamp technologies used in exit signs are incandescent, CFL and LED. To these three we add two more recent Exit Sign technologies: Cold Cathode ("T-1") and Electro-luminescence (EL). Both are Enegy Star qualified exit signs with power requirements of 5 watts or less. EPA estimates that energy star technologies like LED in this application area could save 800 million kilowatts of electricity annually. At 8.75 cents per kWh, building owners and operators could save almost $70 million annually. These energy and cost savings can be realized even while the LED signs are out-performing incandescent and CFL technologies in terms of operating life and the maintenance of luminousity of the sign over time. The table below shows the installed cost, operation and maintenance costs and energy savings assumptions for new or replacement LED, CC or EL Energy Star Exit Signs.
| Incandescent | Compact Fluorescent (CFL) | Light Emitting Diode (LED) | Cold Cathode (CC) | Electro-luminescence (EL) |  | NOTES:
INPUT DATA: | [5 empty] | Incandescent bulb replacement cost: $1.00 per bulb, 4-times per year
Initial Cost for Universal Exit Sign ($): | 25 | 60 | 45 | 55 | 130 | CFL bulb replacement cost: $5/bulb, once per year = $10.00/yr + labor
Bulb Life in Hours: | 2000 | 8000 | 80000 | 50000 | 80000 | LED, CC, EL bulb replacement cost: $0/yr
Bulb Life (yrs) | 0.22831 | 0.91324 | 9.1324 | 5.7078 | 9.1324 | CC fixture life assumed to be 5 years
Bulb Wattage Double Face (Watts): | 32 | 17 | 3 | 4 | 2 | Bulb replacement labor rate: $20/hr with benefits
Retrofit Labor | [5 empty] | Bulb replacement labor time required: 15 minute per Exit Sign
Incandescent Fixture Baseline - New or Replacement Cost |  | Compact Fluorescent (CFL) | Light Emitting Diode (LED) | Cold Cathode (CC) | Electro-luminescence (EL) | Total INCANDESCENT annual maintenance cost: 15 min labor * 4 = $20/yr for labor + $8 for bulbs = $28/yr.
Incremental Capital Replacement Cost | 0 | 60 | 45 | 55 | 130 | Total CFL annual maintenance cost: 15 min. labor * 1 = $5/yr for labor + $10/yr for bulbs = $15/yr.
Annual O&M Cost | 28 | 15 | 0 | 0 | 0 | CC fixture periodice capital replacement cost @ 5 years =$55
Incremental Annual O&M Cost Relative to Incandescent |  | -13 | -28 | -28 | -28 | CFL, LED and EL periodic capital replacement cost = $0.0 over 10 years
Periodic Capital Replacement | 0 | 0 | 0 | 55 | 0
Annual Energy Use: One Universal Exit Sign (kWh) | 280.32 | 148.92 | 26.28 | 43.8 | 17.52 | Retrofit Labor 20minutes at electrician rate |  | 10.5419
Site Savings using Energy Star Exit Signs (kWh/Yr) |  | 131.4 | 254.04 | 236.52 | 262.8
Bus Bar Savings Relative to Incandescent (kWh/Yr): |  | 141.255 | 273.093 | 254.259 | 282.51
CFL Fixture Baseline - New or Replacement Cost |  | Compact Fluorescent (CFL) | Light Emitting Diode (LED) | Cold Cathode (CC) | Electro-luminescence (EL)
Incremental Capital Cost Relative to Non-Estar CFL |  | 0 | 45 | 55 | 130
Annual O&M Cost: ($) |  | 15 | 0 | 0 | 0
Incremental Annual O&M Cost Relative to Incandescent |  |  | -15 | -15 | -15
Periodic Capital Replacement |  | 0 | 0 | 55 | 0
Annual Energy Use: One Universal Exit Sign (kWh) |  | 148.92 | 26.28 | 43.8 | 17.52
Site Savings using Energy Star Exit Signs (kWh/Yr) |  |  | 122.64 | 105.12 | 131.4
Bus Bar Savings Relative to Incandescent (kWh/Yr): |  |  | 131.838 | 113.004 | 141.255
Fixture Life = 10 yrs
Sources: 1) Energy Star Purchasing Savings Calculator: Exit Signs; http://www.epa.gov/nrgystar/purchasing/calculators |  |  |  |  | 'http://www.eren.doe.gov/femp/procurement
Incandescent
Compact Fluorescent (CFL)
Light Emitting Diode (LED)
Cold Cathode (CC)
Electro-luminescence (EL)
Note on A7: Charlie Grist: Includes 20 minutes labor at electrician rate. Total $10.
Note on B10: Tom Eckman: Source: ACEEEOpportunities for New Appliance and Equipment Efficiency Standards: Energy and Economic Savings Beyond NAECA and EPAct
Note on D7: Charlie Grist: Cost cross check via web sites range $25 to $40 for double sided. Assume $35 plus $10 labor. Many sites not selling incandescent any more. Edge lit signs are $70 to $130. Inc to LED conversion kits are $14.
Note on D10: Charlie Grist: @ watts for green. 4 watts for red.
Note on F7: Charlie Grist: Updated cost. Average of several web site quotes.

## Units Assumptions
2000 Stock
| 2000000 | units
| 2361.0117 | PNW Floor Area in million sf | [5 empty] | Cross Check
| 0.84709 | Exit signs per thousand square feet floor area |  |  | 1180.5058 |  |  | 4.087% | PNW Population per US 2000
| 80% | INCANDESCENT | [5 empty] | 57213.9303 | New PNW signs at fraction of Esource US sales estimate
| 5% | CFL | [5 empty] | 70% | Fraction for new floor area
| 15% | LED | [5 empty] | 40049.7512 | PNW Signs for new floor area maraket
| 100% | ALL | [5 empty] | 50000000 | New PNW coml sf
New Stock | [7 empty] | 1248.4472 | coml sf per sign
| 10% | New Units Elligible for Measure
Technology, Measure or Practice | Fraction of Base Year Stock | Base Year Stock in Units Elligible | Retrofit Technology Share | Base Year Units
Energy Star Light Emitting Diode (LED) Exit Sign - Incandescent Exit Sign Base Case Fixture | 80% | 1600000 | 94% | 1504000
Energy Star Electro-luminescence (EL) Exit Sign - Incandescent Exit Sign Base Case Fixture | 80% | 1600000 | 5% | 80000
Energy Star Light Emitting Diode (LED) Exit Sign - Compact Fluorescent (CFL) Exit Sign Base Case Fixture | 5% | 100000 | 96% | 96000
Energy Star Cold Cathode (CC) Exit Sign - Incandescent Exit Sign Base Case Fixture | 80% | 1600000 | 0.01% | 160
Energy Star Compact Fluorescent (CFL) Exit Sign - Incandescent Exit Sign Base Case Fixture | 80% | 1600000 | 0.01% | 160
Energy Star Electro-luminescence (EL) Exit Sign - Compact Fluorescent (CFL) Exit Sign Base Case Fixture | 5% | 100000 | 5% | 5000
Energy Star Cold Cathode (CC) Exit Sign - Compact Fluorescent (CFL) Exit Sign Base Case Fixture | 5% | 100000 | 0.01% | 10
|  |  | 200% | 1685330
Source | US Count | Annual New Signs | US Population | Signs per Population | PNW Population | Signs PNW | Signs per KSF floor area
Energy Star 2000 | 100000000 |  | 285317559 | 0.35049 | 11106426.3253 | 3892654.3337
E-Source 1992 | 40000000 | 1200000 | 260000000 | 0.15385 | 11106426.3253 | 1708680.9731
| Floor Area per Sign | Total Floor Area PNW |  |  | Signs PNw
Ecotope for Trust | 1800 | 2358000000 |  |  | 1310000
Note on A12: Tom Eckman: Description of conservation or renewable resource technology, measure or practice.

## Units Notes
Stock
Penetration

## To Do
Item | Description | Date Listed | Date Done | Note
1 | Check CBECS national floor space estimate for signs per sf estimates | 2004-07-14
2 | Check if Energy star has revised its stock estimate | 2004-07-14
3 | Check stock estimate based on ACEEE estimate | 2004-07-14 | 2004-07-22 | Uses E Source annual sales
4 | Reformat to updated savings estimates format (MMAP, MdataRegion, and Summary) | 2004-07-14 | 2004-07-22
5 | Add labor cost for retrofit | 2004-07-21 | 2004-07-22
6 | Check new prices | 2004-07-21 | 2004-07-22 | Price have fallen. Nobody sells Cold cathode. EL are spending by 2x original assumption.
7 | Revise forecast technology shares | 2004-07-22

## Log12Aug04
Q:\CG\Main\Plan 5\Commercial\Assessment\Stand Alone\[PC-ExitSigns-D1.xls]Sheet1 | [10 empty] | Data Set Name
|  | Run date | 2004-08-12 | 9:05 | [6 empty] | Exit Signs-Retro | Weighted for Region
|  | MC FIle | MidC_DraftPlan_122903 | [8 empty] | Per 1000 square feet commercial floor space
|  | CHAR file | 2004-04-14 | [7 empty] | 1 |  | 3 | 4 | 5 | 6 | 7 | 8 | 9 | 10 | 11 | 12 | 13 | 14 | 15 | 16
|  | Run Note | Updated Program life to 20 years and start date to 2005. Stock by vintage Cohort. | [7 empty] | Input Data |  | 9: Periodic O&M; 15: Other Fuels
Exit Signs-Retro | [10 empty] | Category Name | Measure Name | Savings (kWh/yr.) | Phys Life (yr.) | Capital Cost ($) | Annual O&M ($) | Shape Pointer | Non-E Val ($/yr.) | Cost 1 ($) | Period 1 | Cost 2 ($) | Period 2 | Cost 3 ($) | Period 3 | Savings (mmBtu/yr) | Shape Pointer
Totals for Measures/Categories with Benefits Exceeding Costs | [10 empty] | Energy Star Compact Fluorescent (CFL) Exit Sign - Incandescent Exit Sign Base Case Fixture | Energy Star Compact Fluorescent (CFL) Exit Sign - Incandescent Exit Sign Base Case Fixture | 0.010574 | 10 | 0.0048284 | 0 | FLAT | 0.0010462 | 0 | 0 | 0 | 0 | 0 | 0 | 0 | 0
0 | Totals Basis | Busbar Savings | PV Cost | First Cost | Admin Cost | Program Cost | Program $/KWa | Levelized Cost | PV Benefits | B/C Ratio | Energy Star Light Emitting Diode (LED) Exit Sign - Incandescent Exit Sign Base Case Fixture | Energy Star Light Emitting Diode (LED) Exit Sign - Incandescent Exit Sign Base Case Fixture | 192.1699 | 10 | 34.0405 | 0 | FLAT | 21.1808 | 0 | 0 | 0 | 0 | 0 | 0 | 0 | 0
0 | Measures with B/C>1.00 | 206.8229 | 57.2582 | 34.04 | 6.8081 | 64.0663 | 2713.5317 | 22.793 | 100.3626 | 1.5665 | Energy Star Cold Cathode (CC) Exit Sign - Incandescent Exit Sign Base Case Fixture | Energy Star Cold Cathode (CC) Exit Sign - Incandescent Exit Sign Base Case Fixture | 0.019034 | 10 | 0.0044261 | 0 | FLAT | 0.0022533 | 0.0044261 | 5 | 0 | 0 | 0 | 0 | 0 | 0
0 | Categories with B/C>1.00 | 0 | 0 | 0 | 0 | 0 | 0 | 0 | 108.6504 | 0 | Energy Star Electro-luminescence (EL) Exit Sign - Incandescent Exit Sign Base Case Fixture | Energy Star Electro-luminescence (EL) Exit Sign - Incandescent Exit Sign Base Case Fixture | 10.5743 | 10 | 5.2308 | 0 | FLAT | 1.1266 | 0 | 0 | 0 | 0 | 0 | 0 | 0 | 0
0 | % of Measures with B/C >1.00 | 208.78 | 64.0004 | 38.0466 | 7.6093 | 71.6097 | 3004.6038 | 25.2379 | 101.3123 | 1.4148 | Energy Star Light Emitting Diode (LED) Exit Sign - Compact Fluorescent (CFL) Exit Sign Base Case Fixture | Energy Star Light Emitting Diode (LED) Exit Sign - Compact Fluorescent (CFL) Exit Sign Base Case Fixture | 4.9866 | 10 | 1.8297 | 0 | FLAT | 0.60991 | 0 | 0 | 0 | 0 | 0 | 0 | 0 | 0
0 | Block 1: x <=10 m/kWh | 0 | 0 | 0 | 0 | 0 | 0 | 0 | 0 | 0 | Energy Star Cold Cathode (CC) Exit Sign - Compact Fluorescent (CFL) Exit Sign Base Case Fixture | Energy Star Cold Cathode (CC) Exit Sign - Compact Fluorescent (CFL) Exit Sign Base Case Fixture | 0.00044523 | 10 | 0.00023295 | 0 | FLAT | 6.3532e-05 | 0.00023295 | 5 | 0 | 0 | 0 | 0 | 0 | 0
0 | Block 2: 10< x <=20 m/kWh | 0 | 0 | 0 | 0 | 0 | 0 | 0 | 0 | 0 | Energy Star Electro-luminescence (EL) Exit Sign - Compact Fluorescent (CFL) Exit Sign Base Case Fixture | Energy Star Electro-luminescence (EL) Exit Sign - Compact Fluorescent (CFL) Exit Sign Base Case Fixture | 0.27827 | 10 | 0.27531 | 0 | FLAT | 0.031766 | 0 | 0 | 0 | 0 | 0 | 0 | 0 | 0
0 | Block 3: 20< x <=30 m/kWh | 206.8229 | 57.2582 | 34.04 | 6.8081 | 64.0663 | 2713.5317 | 22.793 | 100.3626 | 1.5665
0 | Block 4: 30< x <=40 m/kWh | 0 | 0 | 0 | 0 | 0 | 0 | 0 | 0 | 0
0 | Block 5: 40< x <=50 m/kWh | 5.3668 | 3.0777 | 1.83 | 0.36594 | 3.4436 | 5620.8115 | 47.2134 | 2.6043 | 0.75627 | ProCost Results, Version 1.70a: JPH 03/07/01, 09:04 AM 8/12/2004 | bar: 3 to 4
0 | Block 6: 50< x <=60 m/kWh | 0.031866 | 0.021336 | 0.01 | 0.00184 | 0.023176 | 6371.2041 | 53.5165 | 0.015463 | 0.6672 | Measure Results (2000 $) |  | 3: Measure Input Data; 11: Savings; 14: PV Capital |  | PV O&M |  | Total PV Costs |  |  |  |  | Levelized Cost (mills/kwh) |  |  |  |  | PV Bulk Power System Benefits
0 | Block 7: 60m/kWh < x | 11.6805 | 9.2622 | 5.51 | 1.1013 | 10.3635 | 7772.2637 | 65.285 | 5.6681 | 0.54693 | Category | Measure | Measure Life | Site Savings (kWh) | Capital Cost ($/unit) | Annual O&M Cost ($/unit) | PV Per. Repl. Cost ($/unit) | Load Shape | Div. Load Factor | Bulk Pwr Coin. Factor | Bulk Energy (kWh) | Bulk Demand (kw) | Local Demand (kW) | Spon 1 | Spon 2 | Spon 3 | Cust | Utility | Cust | Spon 1 | Spon 2 | Spon 3 | Cust | Total | Spon 1 | Spon 2 | Spon 3 | Cust | Total | Energy | Bulk T&D Def. Cap.
[11 empty] | Energy Star Compact Fluorescent (CFL) Exit Sign - Incandescent Exit Sign Base Case Fixture | Energy Star Compact Fluorescent (CFL) Exit Sign - Incandescent Exit Sign Base Case Fixture | 10 | 0.010574 | 0 | 0 | 0 | FLAT | 1 | 0.64 | 0.011381 | 8.3146e-07 | 1.2992e-06 |  |  | 0.0048 | 0.0032739 | 0 | 0 | 0 | 0 | 0.0048 | 0.0032739 | 0.0080739 | 0 | 0 | 31.0347 | 21.1675 | 52.2022 | 0.0055225 | 3.3899e-05
[11 empty] | Energy Star Light Emitting Diode (LED) Exit Sign - Incandescent Exit Sign Base Case Fixture | Energy Star Light Emitting Diode (LED) Exit Sign - Incandescent Exit Sign Base Case Fixture | 10 | 192.1699 | 34.04 | 0 | 0 | FLAT | 1 | 0.64 | 206.8229 | 0.01511 | 0.02361 |  |  | 34.0405 | 23.2177 | 0 | 0 | 0 | 0 | 34.0405 | 23.2177 | 57.2582 | 0 | 0 | 12.1106 | 8.2602 | 20.3708 | 100.3626 | 0.61606
Retro | Pre 1987 Stock Remaining in 2025 | 1256628.4451 | PRE1987 | MedHigh | 2025 | 85% | Stock elligible for retrofit |  |  |  | Energy Star Cold Cathode (CC) Exit Sign - Incandescent Exit Sign Base Case Fixture | Energy Star Cold Cathode (CC) Exit Sign - Incandescent Exit Sign Base Case Fixture | 10 | 0.019034 | 0 | 0 | 0.0058611 | FLAT | 1 | 0.64 | 0.020485 | 1.4966e-06 | 2.3385e-06 |  |  | 0.0044 | 0.0030011 | 0 | 0 | 0 | 0 | 0.0044 | 0.0088622 | 0.013262 | 0 | 0 | 15.8047 | 31.8327 | 47.6374 | 0.0099405 | 6.1019e-05
| 1987-1994 Stock Remaining in 2025 | 201039.6086 | V1987_1994 |  | 2025 | 85% | Stock elligible for retrofit |  |  |  | Energy Star Electro-luminescence (EL) Exit Sign - Incandescent Exit Sign Base Case Fixture | Energy Star Electro-luminescence (EL) Exit Sign - Incandescent Exit Sign Base Case Fixture | 10 | 10.5743 | 5.23 | 0 | 0 | FLAT | 1 | 0.64 | 11.3806 | 0.00083146 | 0.0012992 |  |  | 5.2308 | 3.5677 | 0 | 0 | 0 | 0 | 5.2308 | 3.5677 | 8.7985 | 0 | 0 | 33.82 | 23.0673 | 56.8873 | 5.5225 | 0.033899
| 1995-2001 Stock Remianing in 2025 | 202425.3677 | V1995_2001 |  | 2025 | 50% | Stock elligible for retrofit |  |  |  | Energy Star Light Emitting Diode (LED) Exit Sign - Compact Fluorescent (CFL) Exit Sign Base Case Fixture | Energy Star Light Emitting Diode (LED) Exit Sign - Compact Fluorescent (CFL) Exit Sign Base Case Fixture | 10 | 4.9866 | 1.83 | 0 | 0 | FLAT | 1 | 0.64 | 5.3668 | 0.0003921 | 0.00061265 |  |  | 1.8297 | 1.248 | 0 | 0 | 0 | 0 | 1.8297 | 1.248 | 3.0777 | 0 | 0 | 25.086 | 17.1102 | 42.1962 | 2.6043 | 0.015986
| Post 2002 Stock not in LED | 142482.8369 | POST2002 |  | 2025 | 10% | Stock elligible for retrofit |  |  |  | Energy Star Cold Cathode (CC) Exit Sign - Compact Fluorescent (CFL) Exit Sign Base Case Fixture | Energy Star Cold Cathode (CC) Exit Sign - Compact Fluorescent (CFL) Exit Sign Base Case Fixture | 10 | 0.00044523 | 0 | 0 | 0.00030848 | FLAT | 1 | 0.64 | 0.00047918 | 3.5009e-08 | 5.4701e-08 |  |  | 0.0002 | 0.00013641 | 0 | 0 | 0 | 0 | 0.0002 | 0.00044489 | 0.00064489 | 0 | 0 | 30.7114 | 68.3161 | 99.0275 | 0.00023253 | 1.4273e-06
| Total Stock Elligible for Retrofit | 1802576.2583 | [8 empty] | Energy Star Electro-luminescence (EL) Exit Sign - Compact Fluorescent (CFL) Exit Sign Base Case Fixture | Energy Star Electro-luminescence (EL) Exit Sign - Compact Fluorescent (CFL) Exit Sign Base Case Fixture | 10 | 0.27827 | 0.28 | 0 | 0 | FLAT | 1 | 0.64 | 0.29949 | 2.188e-05 | 3.4188e-05 |  |  | 0.2753 | 0.18777 | 0 | 0 | 0 | 0 | 0.2753 | 0.18777 | 0.46307 | 0 | 0 | 67.6388 | 46.1337 | 113.7725 | 0.14533 | 0.00089209
|  | Annually |  | 20 Years
|  | kWh | MWa | kWh | MWa | lvl cost | B/C | Annual Capital $Million | 2025 Capital $Million | 2025 PV Benefits per kWh
| Measures with B/C>1.00 |  |  | 372814022.3314 | 42.5587 | 22.793 | 1.5665 | 0 | 73.6318 | 0.48526 | Category Totals (2000 $) |  | 3: Savings Weighted Measure Data; 11: Savings; 14: PV Costs |  | Lvl Cst | PV Bulk Power System Benefits | [5 empty] | PV Regional Benefits
| Categories with B/C>1.00 |  |  | 0 | 0 | 0 | 0 |  |  |  |  | Category | Weighted Measure Life | Site Savings (kWh) | Capital Cost ($/unit) | Annual O&M Cost ($/unit) | Per. Repl. Cost ($/unit) | Load Shape | Weighted Load Factor | Weighted Coinc. Factor | Bulk Energy (kWh) | Bulk Demand (kw) | Local Demand (kW) | PV Capital | PV Annual O&M | PV Period. Repl. | PV Total Costs | Levelized Cost mills/kWh | Energy | Bulk T&D Def. Cap. | Act C-E Credit | Total System Benefit | Total non-Consumer Cost | Bulk System B/C Ratio | Local T&D Def.Cap. | Non-E Value | Exter-nalities | Total Regional Benefit | Total Regional Cost | Total Regional B/C Ratio
| % of Measures with B/C >1.00 |  |  | 376341948.7697 | 42.9614 | 25.2379 | 1.4148 |  |  |  |  | Energy Star Light Emitting Diode (LED) Exit Sign - Incandescent Exit Sign Base Case Fixture | 10 | 192.1699 | 34.04 | 0 | 0 |  | 1 | 0.64 | 206.8229 | 0.01511 | 0.02361 | 57.2582 | 0 | 0 | 57.2582 | 20.3708 | 100.3626 | 0.61606 | 10.6144 | 111.4833 | 34.0405 | 3.275 | 6.4173 | 287.854 | 0 | 405.7546 | 57.2582 | 7.0864
| Block 1: x <=10 m/kWh |  |  | 0 | 0 | 0 | 0 |  |  |  |  | Energy Star Light Emitting Diode (LED) Exit Sign - Compact Fluorescent (CFL) Exit Sign Base Case Fixture | 10 | 4.9866 | 1.83 | 0 | 0 |  | 1 | 0.64 | 5.3668 | 0.0003921 | 0.00061265 | 3.0777 | 0 | 0 | 3.0777 | 42.1962 | 2.6043 | 0.015986 | 0.27543 | 2.8929 | 1.8297 | 1.5811 | 0.16652 | 8.2887 | 0 | 11.3481 | 3.0777 | 3.6873
| Block 2: 10< x <=20 m/kWh |  |  | 0 | 0 | 0 | 0 |  |  |  |  | Energy Star Cold Cathode (CC) Exit Sign - Incandescent Exit Sign Base Case Fixture | 10 | 0.019034 | 0 | 0 | 0.0058611 |  | 1 | 0.64 | 0.020485 | 1.4966e-06 | 2.3385e-06 | 0.0074011 | 0 | 0.0058611 | 0.013262 | 47.6374 | 0.0099405 | 6.1019e-05 | 0.0010513 | 0.011042 | 0.0044 | 2.5095 | 0.00063561 | 0.031258 | 0 | 0.042935 | 0.013262 | 3.2374
| Block 3: 20< x <=30 m/kWh |  |  | 372814022.3314 | 42.5587 | 22.793 | 1.5665 |  |  |  |  | Energy Star Cold Cathode (CC) Exit Sign - Compact Fluorescent (CFL) Exit Sign Base Case Fixture | 10 | 0.00044523 | 0 | 0 | 0.00030848 |  | 1 | 0.64 | 0.00047918 | 3.5009e-08 | 5.4701e-08 | 0.00033641 | 0 | 0.00030848 | 0.00064489 | 99.0275 | 0.00023253 | 1.4273e-06 | 2.4592e-05 | 0.00025829 | 0.0002 | 1.2915 | 1.4868e-05 | 0.001359 | 0 | 0.0016322 | 0.00064489 | 2.531
| Block 4: 30< x <=40 m/kWh |  |  | 0 | 0 | 0 | 0 |  |  |  |  | Energy Star Compact Fluorescent (CFL) Exit Sign - Incandescent Exit Sign Base Case Fixture | 10 | 0.010574 | 0 | 0 | 0 |  | 1 | 0.64 | 0.011381 | 8.3146e-07 | 1.2992e-06 | 0.0080739 | 0 | 0 | 0.0080739 | 52.2022 | 0.0055225 | 3.3899e-05 | 0.00058406 | 0.0061344 | 0.0048 | 1.278 | 0.00035312 | 0.01359 | 0 | 0.020078 | 0.0080739 | 2.4868
| Block 5: 40< x <=50 m/kWh |  |  | 9674133.0273 | 1.1044 | 47.2134 | 0.75627 |  |  |  |  | Energy Star Electro-luminescence (EL) Exit Sign - Incandescent Exit Sign Base Case Fixture | 10 | 10.5743 | 5.23 | 0 | 0 |  | 1 | 0.64 | 11.3806 | 0.00083146 | 0.0012992 | 8.7985 | 0 | 0 | 8.7985 | 56.8874 | 5.5225 | 0.033899 | 0.58406 | 6.1344 | 5.2308 | 1.1728 | 0.35312 | 15.3109 | 0 | 21.7984 | 8.7985 | 2.4775
| Block 6: 50< x <=60 m/kWh |  |  | 57440.1648 | 0.0065571 | 53.5165 | 0.6672 |  |  |  |  | Energy Star Electro-luminescence (EL) Exit Sign - Compact Fluorescent (CFL) Exit Sign Base Case Fixture | 10 | 0.27827 | 0.28 | 0 | 0 |  | 1 | 0.64 | 0.29949 | 2.188e-05 | 3.4188e-05 | 0.46307 | 0 | 0 | 0.46307 | 113.7725 | 0.14533 | 0.00089209 | 0.01537 | 0.16143 | 0.2753 | 0.58639 | 0.0092926 | 0.43217 | 0 | 0.6029 | 0.46307 | 1.302
| Block 7: 60m/kWh < x |  |  | 21055059.5243 | 2.4035 | 65.285 | 0.54693
Totals for Measures/Categories with Benefits Exceeding Costs | bar: 3 to 11
[12 empty] | Totals Basis | Busbar Savings | PV Cost | First Cost | Admin Cost | Program Cost | Program $/KWa | Levelized Cost | PV Benefits | B/C Ratio
[12 empty] | Measures with B/C>1.00 | 206.8229 | 57.2582 | 34.04 | 6.8081 | 64.0663 | 2713.5317 | 22.793 | 100.3626 | 1.5665
[12 empty] | Categories with B/C>1.00 | 0 | 0 | 0 | 0 | 0 | 0 | 0 | 108.6504 | 0
[12 empty] | % of Measures with B/C >1.00 | 208.78 | 64.0004 | 38.0466 | 7.6093 | 71.6097 | 3004.6038 | 25.2379 | 101.3123 | 1.4148
[12 empty] | Block 1: x <=10 m/kWh | 0 | 0 | 0 | 0 | 0 | 0 | 0 | 0 | 0
[12 empty] | Block 2: 10< x <=20 m/kWh | 0 | 0 | 0 | 0 | 0 | 0 | 0 | 0 | 0
[12 empty] | Block 3: 20< x <=30 m/kWh | 206.8229 | 57.2582 | 34.04 | 6.8081 | 64.0663 | 2713.5317 | 22.793 | 100.3626 | 1.5665
[12 empty] | Block 4: 30< x <=40 m/kWh | 0 | 0 | 0 | 0 | 0 | 0 | 0 | 0 | 0
[12 empty] | Block 5: 40< x <=50 m/kWh | 5.3668 | 3.0777 | 1.83 | 0.36594 | 3.4436 | 5620.8115 | 47.2134 | 2.6043 | 0.75627
[12 empty] | Block 6: 50< x <=60 m/kWh | 0.031866 | 0.021336 | 0.01 | 0.00184 | 0.023176 | 6371.2041 | 53.5165 | 0.015463 | 0.6672
[12 empty] | Block 7: 60m/kWh < x | 11.6805 | 9.2622 | 5.51 | 1.1013 | 10.3635 | 7772.2637 | 65.285 | 5.6681 | 0.54693

## Log22Jul04
Q:\CG\Main\Plan 5\Commercial\Assessment\Stand Alone\[PC-ExitSigns-D1.xls]Sheet1 | [10 empty] | Data Set Name
|  | Run date | 2004-07-22 | 17:29 | [6 empty] | Exit Signs-Retro | Weighted for Region
|  | MC FIle | MidC_DraftPlan_122903 | [8 empty] | Per 1000 square feet commercial floor space
|  | CHAR file | 2004-04-14 | [7 empty] | 1 |  | 3 | 4 | 5 | 6 | 7 | 8 | 9 | 10 | 11 | 12 | 13 | 14 | 15 | 16
|  | Run Note | Revised technology mix and forecast and sf per sign. | [7 empty] | Input Data |  | 9: Periodic O&M; 15: Other Fuels
Exit Signs-Retro | [10 empty] | Category Name | Measure Name | Savings (kWh/yr.) | Phys Life (yr.) | Capital Cost ($) | Annual O&M ($) | Shape Pointer | Non-E Val ($/yr.) | Cost 1 ($) | Period 1 | Cost 2 ($) | Period 2 | Cost 3 ($) | Period 3 | Savings (mmBtu/yr) | Shape Pointer
Totals for Measures/Categories with Benefits Exceeding Costs | [10 empty] | Energy Star Compact Fluorescent (CFL) Exit Sign - Incandescent Exit Sign Base Case Fixture | Energy Star Compact Fluorescent (CFL) Exit Sign - Incandescent Exit Sign Base Case Fixture | 0.0089047 | 10 | 0.0040661 | 0 | FLAT | 0.00088098 | 0 | 0 | 0 | 0 | 0 | 0 | 0 | 0
0 | Totals Basis | Busbar Savings | PV Cost | First Cost | Admin Cost | Program Cost | Program $/KWa | Levelized Cost | PV Benefits | B/C Ratio | Energy Star Light Emitting Diode (LED) Exit Sign - Incandescent Exit Sign Base Case Fixture | Energy Star Light Emitting Diode (LED) Exit Sign - Incandescent Exit Sign Base Case Fixture | 161.8273 | 10 | 28.6657 | 0 | FLAT | 17.8364 | 0 | 0 | 0 | 0 | 0 | 0 | 0 | 0
0 | Measures with B/C>1.00 | 174.1666 | 28.6657 | 28.67 | 5.7331 | 34.3988 | 1730.1459 | 24.3506 | 47.6375 | 1.3849 | Energy Star Cold Cathode (CC) Exit Sign - Incandescent Exit Sign Base Case Fixture | Energy Star Cold Cathode (CC) Exit Sign - Incandescent Exit Sign Base Case Fixture | 0.016028 | 10 | 0.0037272 | 0 | FLAT | 0.0018975 | 0.0037272 | 5 | 0 | 0 | 0 | 0 | 0 | 0
0 | Categories with B/C>1.00 | 0 | 0 | 0 | 0 | 0 | 0 | 0 | 51.8161 | 0 | Energy Star Electro-luminescence (EL) Exit Sign - Incandescent Exit Sign Base Case Fixture | Energy Star Electro-luminescence (EL) Exit Sign - Incandescent Exit Sign Base Case Fixture | 8.9047 | 10 | 4.4049 | 0 | FLAT | 0.94875 | 0 | 0 | 0 | 0 | 0 | 0 | 0 | 0
0 | % of Measures with B/C >1.00 | 175.1195 | 32.0074 | 32.0056 | 6.4011 | 38.4085 | 1921.3088 | 27.0411 | 47.8981 | 1.2471 | Energy Star Light Emitting Diode (LED) Exit Sign - Compact Fluorescent (CFL) Exit Sign Base Case Fixture | Energy Star Light Emitting Diode (LED) Exit Sign - Compact Fluorescent (CFL) Exit Sign Base Case Fixture | 4.9866 | 10 | 1.8297 | 0 | FLAT | 0.60991 | 0 | 0 | 0 | 0 | 0 | 0 | 0 | 0
0 | Block 1: x <=10 m/kWh | 0 | 0 | 0 | 0 | 0 | 0 | 0 | 0 | 0 | Energy Star Cold Cathode (CC) Exit Sign - Compact Fluorescent (CFL) Exit Sign Base Case Fixture | Energy Star Cold Cathode (CC) Exit Sign - Compact Fluorescent (CFL) Exit Sign Base Case Fixture | 0.00044523 | 10 | 0.00023295 | 0 | FLAT | 6.3532e-05 | 0.00023295 | 5 | 0 | 0 | 0 | 0 | 0 | 0
0 | Block 2: 10< x <=20 m/kWh | 0 | 0 | 0 | 0 | 0 | 0 | 0 | 0 | 0 | Energy Star Electro-luminescence (EL) Exit Sign - Compact Fluorescent (CFL) Exit Sign Base Case Fixture | Energy Star Electro-luminescence (EL) Exit Sign - Compact Fluorescent (CFL) Exit Sign Base Case Fixture | 0.27827 | 10 | 0.27531 | 0 | FLAT | 0.031766 | 0 | 0 | 0 | 0 | 0 | 0 | 0 | 0
0 | Block 3: 20< x <=30 m/kWh | 174.1666 | 28.6657 | 28.67 | 5.7331 | 34.3988 | 1730.1459 | 24.3506 | 47.6375 | 1.3849
0 | Block 4: 30< x <=40 m/kWh | 0 | 0 | 0 | 0 | 0 | 0 | 0 | 0 | 0
0 | Block 5: 40< x <=50 m/kWh | 0 | 0 | 0 | 0 | 0 | 0 | 0 | 0 | 0 | ProCost Results, Version 1.70a: JPH 03/07/01, 06:11 PM 7/22/2004 | bar: 3 to 4
0 | Block 6: 50< x <=60 m/kWh | 5.3841 | 1.8363 | 1.83 | 0.36668 | 2.203 | 3584.3577 | 50.4474 | 1.4726 | 0.66846 | Measure Results (2000 $) |  | 3: Measure Input Data; 11: Savings; 14: PV Capital |  | PV O&M |  | Total PV Costs |  |  |  |  | Levelized Cost (mills/kwh) |  |  |  |  | PV Bulk Power System Benefits
0 | Block 7: 60m/kWh < x | 9.8932 | 4.6847 | 4.68 | 0.9369 | 5.6216 | 4977.6724 | 70.0573 | 2.706 | 0.48135 | Category | Measure | Measure Life | Site Savings (kWh) | Capital Cost ($/unit) | Annual O&M Cost ($/unit) | PV Per. Repl. Cost ($/unit) | Load Shape | Div. Load Factor | Bulk Pwr Coin. Factor | Bulk Energy (kWh) | Bulk Demand (kw) | Local Demand (kW) | Spon 1 | Spon 2 | Spon 3 | Cust | Utility | Cust | Spon 1 | Spon 2 | Spon 3 | Cust | Total | Spon 1 | Spon 2 | Spon 3 | Cust | Total | Energy | Bulk T&D Def. Cap.
[11 empty] | Energy Star Compact Fluorescent (CFL) Exit Sign - Incandescent Exit Sign Base Case Fixture | Energy Star Compact Fluorescent (CFL) Exit Sign - Incandescent Exit Sign Base Case Fixture | 10 | 0.0089047 | 0 | 0 | 0 | FLAT | 1 | 0.64 | 0.0095836 | 7.0017e-07 | 1.094e-06 |  |  | 0.0041 | 0 | 0 | 0 | 0 | 0 | 0.0041 | 0 | 0.0041 | 0 | 0 | 52.7454 | 0 | 52.7454 | 0.0026213 | 1.7037e-05
[11 empty] | Energy Star Light Emitting Diode (LED) Exit Sign - Incandescent Exit Sign Base Case Fixture | Energy Star Light Emitting Diode (LED) Exit Sign - Incandescent Exit Sign Base Case Fixture | 10 | 161.8273 | 28.67 | 0 | 0 | FLAT | 1 | 0.64 | 174.1666 | 0.012725 | 0.019882 |  |  | 28.6657 | 0 | 0 | 0 | 0 | 0 | 28.6657 | 0 | 28.6657 | 0 | 0 | 20.2922 | 0 | 20.2922 | 47.6375 | 0.30962
Retro | Post 2002 Stock Remaining in 2025 | 2119754.328 | PRE2002 | MedHigh | 2025 | [5 empty] | Energy Star Cold Cathode (CC) Exit Sign - Incandescent Exit Sign Base Case Fixture | Energy Star Cold Cathode (CC) Exit Sign - Incandescent Exit Sign Base Case Fixture | 10 | 0.016028 | 0 | 0 | 0.0029457 | FLAT | 1 | 0.64 | 0.017251 | 1.2603e-06 | 1.9692e-06 |  |  | 0.0037 | 0 | 0 | 0 | 0 | 0 | 0.0037 | 0.0029457 | 0.0066457 | 0 | 0 | 26.4442 | 21.0529 | 47.4971 | 0.0047183 | 3.0667e-05
[11 empty] | Energy Star Electro-luminescence (EL) Exit Sign - Incandescent Exit Sign Base Case Fixture | Energy Star Electro-luminescence (EL) Exit Sign - Incandescent Exit Sign Base Case Fixture | 10 | 8.9047 | 4.4 | 0 | 0 | FLAT | 1 | 0.64 | 9.5836 | 0.00070017 | 0.001094 |  |  | 4.4049 | 0 | 0 | 0 | 0 | 0 | 4.4049 | 0 | 4.4049 | 0 | 0 | 56.6678 | 0 | 56.6678 | 2.6213 | 0.017037
[11 empty] | Energy Star Light Emitting Diode (LED) Exit Sign - Compact Fluorescent (CFL) Exit Sign Base Case Fixture | Energy Star Light Emitting Diode (LED) Exit Sign - Compact Fluorescent (CFL) Exit Sign Base Case Fixture | 10 | 4.9866 | 1.83 | 0 | 0 | FLAT | 1 | 0.64 | 5.3668 | 0.0003921 | 0.00061265 |  |  | 1.8297 | 0 | 0 | 0 | 0 | 0 | 1.8297 | 0 | 1.8297 | 0 | 0 | 42.0332 | 0 | 42.0332 | 1.4679 | 0.0095408
|  | Annually |  | 20 Years | [6 empty] | Energy Star Cold Cathode (CC) Exit Sign - Compact Fluorescent (CFL) Exit Sign Base Case Fixture | Energy Star Cold Cathode (CC) Exit Sign - Compact Fluorescent (CFL) Exit Sign Base Case Fixture | 10 | 0.00044523 | 0 | 0 | 0.0001841 | FLAT | 1 | 0.64 | 0.00047918 | 3.5009e-08 | 5.4701e-08 |  |  | 0.0002 | 0 | 0 | 0 | 0 | 0 | 0.0002 | 0.0001841 | 0.0003841 | 0 | 0 | 51.4589 | 47.3691 | 98.828 | 0.00013106 | 8.5186e-07
|  | kWh | MWa | kWh | MWa | lvl cost | B/C | Annual Capital $Million | 2025 Capital $Million | 2025 PV Benefits per kWh | Energy Star Electro-luminescence (EL) Exit Sign - Compact Fluorescent (CFL) Exit Sign Base Case Fixture | Energy Star Electro-luminescence (EL) Exit Sign - Compact Fluorescent (CFL) Exit Sign Base Case Fixture | 10 | 0.27827 | 0.28 | 0 | 0 | FLAT | 1 | 0.64 | 0.29949 | 2.188e-05 | 3.4188e-05 |  |  | 0.2753 | 0 | 0 | 0 | 0 | 0 | 0.2753 | 0 | 0.2753 | 0 | 0 | 113.3331 | 0 | 113.3331 | 0.081915 | 0.00053241
| Measures with B/C>1.00 | 0 | 0 | 369190489.0876 | 42.145 | 24.3506 | 1.3849 | 0 | 72.9262 | 0.27352
| Categories with B/C>1.00 | 0 | 0 | 0 | 0 | 0 | 0
| % of Measures with B/C >1.00 | 0 | 0 | 371210267.1184 | 42.3756 | 27.0411 | 1.2471 |  |  |  | Category Totals (2000 $) |  | 3: Savings Weighted Measure Data; 11: Savings; 14: PV Costs |  | Lvl Cst | PV Bulk Power System Benefits | [5 empty] | PV Regional Benefits
| Block 1: x <=10 m/kWh | 0 | 0 | 0 | 0 | 0 | 0 |  |  |  |  | Category | Weighted Measure Life | Site Savings (kWh) | Capital Cost ($/unit) | Annual O&M Cost ($/unit) | Per. Repl. Cost ($/unit) | Load Shape | Weighted Load Factor | Weighted Coinc. Factor | Bulk Energy (kWh) | Bulk Demand (kw) | Local Demand (kW) | PV Capital | PV Annual O&M | PV Period. Repl. | PV Total Costs | Levelized Cost mills/kWh | Energy | Bulk T&D Def. Cap. | Act C-E Credit | Total System Benefit | Total non-Consumer Cost | Bulk System B/C Ratio | Local T&D Def.Cap. | Non-E Value | Exter-nalities | Total Regional Benefit | Total Regional Cost | Total Regional B/C Ratio
| Block 2: 10< x <=20 m/kWh | 0 | 0 | 0 | 0 | 0 | 0 |  |  |  |  | Energy Star Light Emitting Diode (LED) Exit Sign - Incandescent Exit Sign Base Case Fixture | 10 | 161.8273 | 28.67 | 0 | 0 |  | 1 | 0.64 | 174.1666 | 0.012725 | 0.019882 | 28.6657 | 0 | 0 | 28.6657 | 20.2922 | 47.6375 | 0.30962 | 5.1036 | 53.0389 | 28.6657 | 1.8503 | 3.2252 | 144.6692 | 0 | 200.9332 | 28.6657 | 7.0095
| Block 3: 20< x <=30 m/kWh | 0 | 0 | 369190489.0876 | 42.145 | 24.3506 | 1.3849 |  |  |  |  | Energy Star Light Emitting Diode (LED) Exit Sign - Compact Fluorescent (CFL) Exit Sign Base Case Fixture | 10 | 4.9866 | 1.83 | 0 | 0 |  | 1 | 0.64 | 5.3668 | 0.0003921 | 0.00061265 | 1.8297 | 0 | 0 | 1.8297 | 42.0332 | 1.4679 | 0.0095408 | 0.15727 | 1.6344 | 1.8297 | 0.89324 | 0.099383 | 4.9468 | 0 | 6.6806 | 1.8297 | 3.6512
| Block 4: 30< x <=40 m/kWh | 0 | 0 | 0 | 0 | 0 | 0 |  |  |  |  | Energy Star Cold Cathode (CC) Exit Sign - Incandescent Exit Sign Base Case Fixture | 10 | 0.016028 | 0 | 0 | 0.0029457 |  | 1 | 0.64 | 0.017251 | 1.2603e-06 | 1.9692e-06 | 0.0037 | 0 | 0.0029457 | 0.0066457 | 47.4971 | 0.0047183 | 3.0667e-05 | 0.0005055 | 0.0052533 | 0.0037 | 1.4198 | 0.00031945 | 0.015411 | 0 | 0.020983 | 0.0066457 | 3.1575
| Block 5: 40< x <=50 m/kWh | 0 | 0 | 0 | 0 | 0 | 0 |  |  |  |  | Energy Star Compact Fluorescent (CFL) Exit Sign - Incandescent Exit Sign Base Case Fixture | 10 | 0.0089047 | 0 | 0 | 0 |  | 1 | 0.64 | 0.0095836 | 7.0017e-07 | 1.094e-06 | 0.0041 | 0 | 0 | 0.0041 | 52.7454 | 0.0026213 | 1.7037e-05 | 0.00028083 | 0.0029185 | 0.0041 | 0.71183 | 0.00017747 | 0.0072998 | 0 | 0.010396 | 0.0041 | 2.5356
| Block 6: 50< x <=60 m/kWh | 0 | 0 | 11412942.9624 | 1.3028 | 50.4474 | 0.66846 |  |  |  |  | Energy Star Cold Cathode (CC) Exit Sign - Compact Fluorescent (CFL) Exit Sign Base Case Fixture | 10 | 0.00044523 | 0 | 0 | 0.0001841 |  | 1 | 0.64 | 0.00047918 | 3.5009e-08 | 5.4701e-08 | 0.0002 | 0 | 0.0001841 | 0.0003841 | 98.828 | 0.00013106 | 8.5186e-07 | 1.4042e-05 | 0.00014592 | 0.0002 | 0.72963 | 8.8735e-06 | 0.00081109 | 0 | 0.00096589 | 0.0003841 | 2.5146
| Block 7: 60m/kWh < x | 0 | 0 | 20971130.3312 | 2.394 | 70.0573 | 0.48135 |  |  |  |  | Energy Star Electro-luminescence (EL) Exit Sign - Incandescent Exit Sign Base Case Fixture | 10 | 8.9047 | 4.4 | 0 | 0 |  | 1 | 0.64 | 9.5836 | 0.00070017 | 0.001094 | 4.4049 | 0 | 0 | 4.4049 | 56.6678 | 2.6213 | 0.017037 | 0.28083 | 2.9185 | 4.4049 | 0.66256 | 0.17747 | 7.6948 | 0 | 10.7908 | 4.4049 | 2.4497
[12 empty] | Energy Star Electro-luminescence (EL) Exit Sign - Compact Fluorescent (CFL) Exit Sign Base Case Fixture | 10 | 0.27827 | 0.28 | 0 | 0 |  | 1 | 0.64 | 0.29949 | 2.188e-05 | 3.4188e-05 | 0.2753 | 0 | 0 | 0.2753 | 113.3331 | 0.081915 | 0.00053241 | 0.008776 | 0.091203 | 0.2753 | 0.33129 | 0.0055459 | 0.25793 | 0 | 0.35468 | 0.2753 | 1.2883
|  |  |  | 401574562.3811 | 45.8418
Totals for Measures/Categories with Benefits Exceeding Costs | bar: 3 to 11
[12 empty] | Totals Basis | Busbar Savings | PV Cost | First Cost | Admin Cost | Program Cost | Program $/KWa | Levelized Cost | PV Benefits | B/C Ratio
[12 empty] | Measures with B/C>1.00 | 174.1666 | 28.6657 | 28.67 | 5.7331 | 34.3988 | 1730.1459 | 24.3506 | 47.6375 | 1.3849
[12 empty] | Categories with B/C>1.00 | 0 | 0 | 0 | 0 | 0 | 0 | 0 | 51.8161 | 0
[12 empty] | % of Measures with B/C >1.00 | 175.1195 | 32.0074 | 32.0056 | 6.4011 | 38.4085 | 1921.3088 | 27.0411 | 47.8981 | 1.2471
[12 empty] | Block 1: x <=10 m/kWh | 0 | 0 | 0 | 0 | 0 | 0 | 0 | 0 | 0
[12 empty] | Block 2: 10< x <=20 m/kWh | 0 | 0 | 0 | 0 | 0 | 0 | 0 | 0 | 0
[12 empty] | Block 3: 20< x <=30 m/kWh | 174.1666 | 28.6657 | 28.67 | 5.7331 | 34.3988 | 1730.1459 | 24.3506 | 47.6375 | 1.3849
[12 empty] | Block 4: 30< x <=40 m/kWh | 0 | 0 | 0 | 0 | 0 | 0 | 0 | 0 | 0
[12 empty] | Block 5: 40< x <=50 m/kWh | 0 | 0 | 0 | 0 | 0 | 0 | 0 | 0 | 0
[12 empty] | Block 6: 50< x <=60 m/kWh | 5.3841 | 1.8363 | 1.83 | 0.36668 | 2.203 | 3584.3577 | 50.4474 | 1.4726 | 0.66846
[12 empty] | Block 7: 60m/kWh < x | 9.8932 | 4.6847 | 4.68 | 0.9369 | 5.6216 | 4977.6724 | 70.0573 | 2.706 | 0.48135

## Log16Apr04
Q:\CG\Main\Plan 5\Commercial\Assessment\Stand Alone\[PC-ExitSigns-D1.xls]Sheet1 | [10 empty] | Data Set Name
|  | Run date | 2003-11-01 | [7 empty] | Exit Signs
|  | MC FIle | MidC_DraftPlan_122903 | [7 empty] | 1 | 2 | 3 | 4 | 5 | 6 | 7 | 8 | 9 | 10 | 11 | 12 | 13 | 14 | 15 | 16 | 17 | 18 | 19 | 20 | 21 | 22 | 23 | 24 | 25 | 26 | 27 | 28 | 29 | 30 | 31 | 32 | 33 | 34 | 35 | 36 | 37 | 38 | 39 | 40 | 41
|  | Run Note | [8 empty] | Exit Signs 1: Input Data; Exit Signs 9: Periodic O&M; Exit Signs 15: Other Fuels
[11 empty] | Category Name | Measure Name | Savings (kWh/yr.) | Phys Life (yr.) | Capital Cost ($) | Annual O&M ($) | Shape Pointer | Non-E Val ($/yr.) | Cost 1 ($) | Period 1 | Cost 2 ($) | Period 2 | Cost 3 ($) | Period 3 | Savings (mmBtu/yr) | Shape Pointer
Totals for Measures/Categories with Benefits Exceeding Costs | [10 empty] | Exit Signs 1: Energy Star Compact Fluorescent (CFL) Exit Sign - Incandescent Exit Sign Base Case Fixture; Exit Signs 2: Energy Star Compact Fluorescent (CFL) Exit Sign - Incandescent Exit Sign Base Case Fixture; Exit Signs 3: 131.4; Exit Signs 4: 10; Exit Signs 5: 60; Exit Signs 7: FLAT; Exit Signs 8: 13
0 | Totals Basis | Busbar Savings | PV Cost | First Cost | Admin Cost | Program Cost | Program $/KWa | Levelized Cost | PV Benefits | B/C Ratio | Exit Signs 1: Energy Star Light Emitting Diode (LED) Exit Sign - Incandescent Exit Sign Base Case Fixture; Exit Signs 2: Energy Star Light Emitting Diode (LED) Exit Sign - Incandescent Exit Sign Base Case Fixture; Exit Signs 3: 245.28; Exit Signs 4: 10; Exit Signs 5: 45; Exit Signs 7: FLAT; Exit Signs 8: 28
0 | Measures with B/C>1.00 | 263.9826 | 45 | 45 | 9 | 54 | 1791.9354 | 25.2203 | 72.2037 | 1.3371 | Exit Signs 1: Energy Star Cold Cathode (CC) Exit Sign - Incandescent Exit Sign Base Case Fixture; Exit Signs 2: Energy Star Cold Cathode (CC) Exit Sign - Incandescent Exit Sign Base Case Fixture; Exit Signs 3: 236.52; Exit Signs 4: 10; Exit Signs 5: 55; Exit Signs 7: FLAT; Exit Signs 8: 28; Exit Signs 9: 55; Exit Signs 10: 5
0 | Categories with B/C>1.00 | 0 | 0 | 0 | 0 | 0 | 0 | 0 | 361.0184 | 0 | Exit Signs 1: Energy Star Electro-luminescence (EL) Exit Sign - Incandescent Exit Sign Base Case Fixture; Exit Signs 2: Energy Star Electro-luminescence (EL) Exit Sign - Incandescent Exit Sign Base Case Fixture; Exit Signs 3: 262.8; Exit Signs 4: 10; Exit Signs 5: 80; Exit Signs 7: FLAT; Exit Signs 8: 28
0 | % of Measures with B/C >1.00 | 452.1343 | 278.848 | 243.1025 | 48.6205 | 327.4685 | 6344.6274 | 89.2962 | 123.6663 | 0.37764 | Exit Signs 1: Energy Star Light Emitting Diode (LED) Exit Sign - Compact Fluorescent (CFL) Exit Sign Base Case Fixture; Exit Signs 2: Energy Star Light Emitting Diode (LED) Exit Sign - Compact Fluorescent (CFL) Exit Sign Base Case Fixture; Exit Signs 3: 113.88; Exit Signs 4: 10; Exit Signs 5: 45; Exit Signs 7: FLAT; Exit Signs 8: 15
0 | Block 1: x <=10 m/kWh | 0 | 0 | 0 | 0 | 0 | 0 | 0 | 0 | 0 | Exit Signs 1: Energy Star Cold Cathode (CC) Exit Sign - Compact Fluorescent (CFL) Exit Sign Base Case Fixture; Exit Signs 2: Energy Star Cold Cathode (CC) Exit Sign - Compact Fluorescent (CFL) Exit Sign Base Case Fixture; Exit Signs 3: 105.12; Exit Signs 4: 10; Exit Signs 5: 55; Exit Signs 7: FLAT; Exit Signs 8: 15; Exit Signs 9: 55; Exit Signs 10: 5
0 | Block 2: 10< x <=20 m/kWh | 0 | 0 | 0 | 0 | 0 | 0 | 0 | 0 | 0 | Exit Signs 1: Energy Star Electro-luminescence (EL) Exit Sign - Compact Fluorescent (CFL) Exit Sign Base Case Fixture; Exit Signs 2: Energy Star Electro-luminescence (EL) Exit Sign - Compact Fluorescent (CFL) Exit Sign Base Case Fixture; Exit Signs 3: 131.4; Exit Signs 4: 10; Exit Signs 5: 80; Exit Signs 7: FLAT; Exit Signs 8: 15
0 | Block 3: 20< x <=30 m/kWh | 263.9826 | 45 | 45 | 9 | 54 | 1791.9354 | 25.2203 | 72.2037 | 1.3371
0 | Block 4: 30< x <=40 m/kWh | 0 | 0 | 0 | 0 | 0 | 0 | 0 | 0 | 0
0 | Block 5: 40< x <=50 m/kWh | 282.8385 | 80 | 80 | 16 | 96 | 2973.2856 | 41.8469 | 77.3611 | 0.80584 | Exit Signs 1: ProCost Results, Version 1.70a: JPH 03/07/01, 05:53 PM 4/16/2004
0 | Block 6: 50< x <=60 m/kWh | 377.118 | 143.4672 | 100 | 20 | 163.4672 | 3797.1484 | 53.4422 | 103.1481 | 0.631 | Exit Signs 1: Measure Results (2000 $); Exit Signs 3: Measure Input Data; Exit Signs 11: Savings; Exit Signs 14: PV Capital; Exit Signs 18: PV O&M; Exit Signs 20: Total PV Costs; Exit Signs 25: Levelized Cost (mills/kwh); Exit Signs 30: PV Bulk Power System Benefits; Exit Signs 36: PV Regional Benefits
0 | Block 7: 60m/kWh < x | 395.9739 | 238.4672 | 195 | 39 | 277.4672 | 6138.3154 | 86.3925 | 108.3055 | 0.39034 | Category | Measure | Measure Life | Site Savings (kWh) | Capital Cost ($/unit) | Annual O&M Cost ($/unit) | PV Per. Repl. Cost ($/unit) | Load Shape | Div. Load Factor | Bulk Pwr Coin. Factor | Bulk Energy (kWh) | Bulk Demand (kw) | Local Demand (kW) | Spon 1 | Spon 2 | Spon 3 | Cust | Utility | Cust | Spon 1 | Spon 2 | Spon 3 | Cust | Total | Spon 1 | Spon 2 | Spon 3 | Cust | Total | Energy | Bulk T&D Def. Cap. | Act C-E Credit | Total System Benefit | Total non-Consumer Cost | Bulk System B/C Ratio | Local T&D Def.Cap. | Non-E Value | Exter-nalities | Total Regional Benefit | Total Regional Cost | Total Regional B/C Ratio
[11 empty] | Energy Star Compact Fluorescent (CFL) Exit Sign - Incandescent Exit Sign Base Case Fixture | Energy Star Compact Fluorescent (CFL) Exit Sign - Incandescent Exit Sign Base Case Fixture | 10 | 131.4 | 60 |  | 0 | FLAT | 1 | 0.64 | 141.4193 | 0.010332 | 0.016144 |  |  | 60 | 0 | 0 | 0 | 0 | 0 | 60 | 0 | 60 | 0 | 0 | 52.3087 | 0 | 52.3087 | 38.6805 | 0.25141 | 4.144 | 43.0663 | 60 | 0.71777 | 2.6188 | 105.4416 | 0 | 151.1268 | 60 | 2.5188
[11 empty] | Energy Star Light Emitting Diode (LED) Exit Sign - Incandescent Exit Sign Base Case Fixture | Energy Star Light Emitting Diode (LED) Exit Sign - Incandescent Exit Sign Base Case Fixture | 10 | 245.28 | 45 |  | 0 | FLAT | 1 | 0.64 | 263.9826 | 0.019286 | 0.030135 |  |  | 45 | 0 | 0 | 0 | 0 | 0 | 45 | 0 | 45 | 0 | 0 | 21.0169 | 0 | 21.0169 | 72.2037 | 0.46929 | 7.7355 | 80.3905 | 45 | 1.7865 | 4.8884 | 227.1051 | 0 | 312.384 | 45 | 6.9419
[11 empty] | Energy Star Cold Cathode (CC) Exit Sign - Incandescent Exit Sign Base Case Fixture | Energy Star Cold Cathode (CC) Exit Sign - Incandescent Exit Sign Base Case Fixture | 10 | 236.52 | 55 |  | 43.4673 | FLAT | 1 | 0.64 | 254.5547 | 0.018598 | 0.029059 |  |  | 55 | 0 | 0 | 0 | 0 | 0 | 55 | 43.4673 | 98.4673 | 0 | 0 | 26.6387 | 21.0529 | 47.6916 | 69.625 | 0.45253 | 7.4593 | 77.5194 | 55 | 1.4094 | 4.7138 | 227.1051 | 0 | 309.3383 | 98.4673 | 3.1415
[11 empty] | Energy Star Electro-luminescence (EL) Exit Sign - Incandescent Exit Sign Base Case Fixture | Energy Star Electro-luminescence (EL) Exit Sign - Incandescent Exit Sign Base Case Fixture | 10 | 262.8 | 80 |  | 0 | FLAT | 1 | 0.64 | 282.8385 | 0.020664 | 0.032287 |  |  | 80 | 0 | 0 | 0 | 0 | 0 | 80 | 0 | 80 | 0 | 0 | 34.8724 | 0 | 34.8724 | 77.3611 | 0.50281 | 8.2881 | 86.1326 | 80 | 1.0767 | 5.2376 | 227.1051 | 0 | 318.4753 | 80 | 3.9809
[11 empty] | Energy Star Light Emitting Diode (LED) Exit Sign - Compact Fluorescent (CFL) Exit Sign Base Case Fixture | Energy Star Light Emitting Diode (LED) Exit Sign - Compact Fluorescent (CFL) Exit Sign Base Case Fixture | 10 | 113.88 | 45 |  | 0 | FLAT | 1 | 0.64 | 122.5633 | 0.0089544 | 0.013991 |  |  | 45 | 0 | 0 | 0 | 0 | 0 | 45 | 0 | 45 | 0 | 0 | 45.2671 | 0 | 45.2671 | 33.5231 | 0.21788 | 3.5915 | 37.3241 | 45 | 0.82943 | 2.2696 | 121.6634 | 0 | 161.2572 | 45 | 3.5835
[11 empty] | Energy Star Cold Cathode (CC) Exit Sign - Compact Fluorescent (CFL) Exit Sign Base Case Fixture | Energy Star Cold Cathode (CC) Exit Sign - Compact Fluorescent (CFL) Exit Sign Base Case Fixture | 10 | 105.12 | 55 |  | 43.4673 | FLAT | 1 | 0.64 | 113.1354 | 0.0082656 | 0.012915 |  |  | 55 | 0 | 0 | 0 | 0 | 0 | 55 | 43.4673 | 98.4673 | 0 | 0 | 59.937 | 47.3691 | 107.3061 | 30.9444 | 0.20112 | 3.3152 | 34.4531 | 55 | 0.62642 | 2.095 | 121.6634 | 0 | 158.2115 | 98.4673 | 1.6067
[11 empty] | Energy Star Electro-luminescence (EL) Exit Sign - Compact Fluorescent (CFL) Exit Sign Base Case Fixture | Energy Star Electro-luminescence (EL) Exit Sign - Compact Fluorescent (CFL) Exit Sign Base Case Fixture | 10 | 131.4 | 80 |  | 0 | FLAT | 1 | 0.64 | 141.4193 | 0.010332 | 0.016144 |  |  | 80 | 0 | 0 | 0 | 0 | 0 | 80 | 0 | 80 | 0 | 0 | 69.7449 | 0 | 69.7449 | 38.6805 | 0.25141 | 4.144 | 43.0663 | 80 | 0.53833 | 2.6188 | 121.6634 | 0 | 167.3486 | 80 | 2.0919
[11 empty] | Category Totals (2000 $) |  | Savings Weighted Measure Data | [7 empty] | Savings |  |  | PV Costs |  |  |  | Lvl Cst | PV Bulk Power System Benefits | [5 empty] | PV Regional Benefits
[12 empty] | Category | Weighted Measure Life | Site Savings (kWh) | Capital Cost ($/unit) | Annual O&M Cost ($/unit) | Per. Repl. Cost ($/unit) | Load Shape | Weighted Load Factor | Weighted Coinc. Factor | Bulk Energy (kWh) | Bulk Demand (kw) | Local Demand (kW) | PV Capital | PV Annual O&M | PV Period. Repl. | PV Total Costs | Levelized Cost mills/kWh | Energy | Bulk T&D Def. Cap. | Act C-E Credit | Total System Benefit | Total non-Consumer Cost | Bulk System B/C Ratio | Local T&D Def.Cap. | Non-E Value | Exter-nalities | Total Regional Benefit | Total Regional Cost | Total Regional B/C Ratio
[12 empty] | Energy Star Light Emitting Diode (LED) Exit Sign - Incandescent Exit Sign Base Case Fixture | 10 | 245.28 | 45 | 0 | 0 |  | 1 | 0.64 | 263.9826 | 0.019286 | 0.030135 | 45 | 0 | 0 | 45 | 21.0169 | 72.2037 | 0.46929 | 7.7355 | 80.3905 | 45 | 1.7865 | 4.8884 | 227.1051 | 0 | 312.384 | 45 | 6.9419
[12 empty] | Energy Star Electro-luminescence (EL) Exit Sign - Incandescent Exit Sign Base Case Fixture | 10 | 262.8 | 80 | 0 | 0 |  | 1 | 0.64 | 282.8385 | 0.020664 | 0.032288 | 80 | 0 | 0 | 80 | 34.8724 | 77.3611 | 0.50281 | 8.2881 | 86.1326 | 80 | 1.0767 | 5.2376 | 227.1051 | 0 | 318.4753 | 80 | 3.9809
[12 empty] | Energy Star Light Emitting Diode (LED) Exit Sign - Compact Fluorescent (CFL) Exit Sign Base Case Fixture | 10 | 113.88 | 45 | 0 | 0 |  | 1 | 0.64 | 122.5633 | 0.0089544 | 0.013991 | 45 | 0 | 0 | 45 | 45.2671 | 33.5231 | 0.21788 | 3.5915 | 37.3241 | 45 | 0.82943 | 2.2696 | 121.6634 | 0 | 161.2572 | 45 | 3.5835
[12 empty] | Energy Star Cold Cathode (CC) Exit Sign - Incandescent Exit Sign Base Case Fixture | 10 | 236.52 | 55 | 0 | 43.4673 |  | 1 | 0.64 | 254.5547 | 0.018598 | 0.029059 | 55 | 0 | 43.4673 | 98.4673 | 47.6916 | 69.625 | 0.45253 | 7.4593 | 77.5194 | 55 | 1.4094 | 4.7138 | 227.1051 | 0 | 309.3383 | 98.4673 | 3.1415
[12 empty] | Energy Star Compact Fluorescent (CFL) Exit Sign - Incandescent Exit Sign Base Case Fixture | 10 | 131.4 | 60 | 0 | 0 |  | 1 | 0.64 | 141.4193 | 0.010332 | 0.016144 | 60 | 0 | 0 | 60 | 52.3087 | 38.6805 | 0.25141 | 4.144 | 43.0663 | 60 | 0.71777 | 2.6188 | 105.4416 | 0 | 151.1268 | 60 | 2.5188
[12 empty] | Energy Star Electro-luminescence (EL) Exit Sign - Compact Fluorescent (CFL) Exit Sign Base Case Fixture | 10 | 131.4 | 80 | 0 | 0 |  | 1 | 0.64 | 141.4193 | 0.010332 | 0.016144 | 80 | 0 | 0 | 80 | 69.7449 | 38.6805 | 0.25141 | 4.144 | 43.0663 | 80 | 0.53833 | 2.6188 | 121.6634 | 0 | 167.3486 | 80 | 2.0919
[12 empty] | Energy Star Cold Cathode (CC) Exit Sign - Compact Fluorescent (CFL) Exit Sign Base Case Fixture | 10 | 105.12 | 55 | 0 | 43.4673 |  | 1 | 0.64 | 113.1354 | 0.0082656 | 0.012915 | 55 | 0 | 43.4673 | 98.4673 | 107.3061 | 30.9444 | 0.20112 | 3.3152 | 34.4531 | 55 | 0.62642 | 2.095 | 121.6634 | 0 | 158.2115 | 98.4673 | 1.6067
Totals for Measures/Categories with Benefits Exceeding Costs
[12 empty] | Totals Basis | Busbar Savings | PV Cost | First Cost | Admin Cost | Program Cost | Program $/KWa | Levelized Cost | PV Benefits | B/C Ratio
[12 empty] | Measures with B/C>1.00 | 263.9826 | 45 | 45 | 9 | 54 | 1791.9354 | 25.2203 | 72.2037 | 1.3371
[12 empty] | Categories with B/C>1.00 | 0 | 0 | 0 | 0 | 0 | 0 | 0 | 361.0184 | 0
[12 empty] | % of Measures with B/C >1.00 | 452.1343 | 278.848 | 243.1025 | 48.6205 | 327.4685 | 6344.6274 | 89.2962 | 123.6663 | 0.37764
[12 empty] | Block 1: x <=10 m/kWh | 0 | 0 | 0 | 0 | 0 | 0 | 0 | 0 | 0
[12 empty] | Block 2: 10< x <=20 m/kWh | 0 | 0 | 0 | 0 | 0 | 0 | 0 | 0 | 0
[12 empty] | Block 3: 20< x <=30 m/kWh | 263.9826 | 45 | 45 | 9 | 54 | 1791.9354 | 25.2203 | 72.2037 | 1.3371
[12 empty] | Block 4: 30< x <=40 m/kWh | 0 | 0 | 0 | 0 | 0 | 0 | 0 | 0 | 0
[12 empty] | Block 5: 40< x <=50 m/kWh | 282.8385 | 80 | 80 | 16 | 96 | 2973.2856 | 41.8469 | 77.3611 | 0.80584
[12 empty] | Block 6: 50< x <=60 m/kWh | 377.118 | 143.4672 | 100 | 20 | 163.4672 | 3797.1484 | 53.4422 | 103.1481 | 0.631
[12 empty] | Block 7: 60m/kWh < x | 395.9739 | 238.4672 | 195 | 39 | 277.4672 | 6138.3154 | 86.3925 | 108.3055 | 0.39034

## LogNov2003
Q:\CG\Main\Plan 5\Commercial\Assessment\Stand Alone\[PC-ExitSigns-D1.xls]Sheet1 | [10 empty] | Data Set Name
|  | Run date | 2003-11-01 | [7 empty] | Exit Signs
|  | MC FIle | MidC 5_00 Forecast | [7 empty] | 1 | 2 | 3 | 4 | 5 | 6 | 7 | 8 | 9 | 10 | 11 | 12 | 13 | 14 | 15 | 16 | 17 | 18 | 19 | 20 | 21 | 22 | 23 | 24 | 25 | 26 | 27 | 28 | 29 | 30 | 31 | 32 | 33 | 34 | 35 | 36 | 37 | 38 | 39 | 40 | 41
|  | Run Note | [8 empty] | Exit Signs 1: Input Data; Exit Signs 9: Periodic O&M; Exit Signs 15: Other Fuels
[11 empty] | Category Name | Measure Name | Savings (kWh/yr.) | Phys Life (yr.) | Capital Cost ($) | Annual O&M ($) | Shape Pointer | Non-E Val ($/yr.) | Cost 1 ($) | Period 1 | Cost 2 ($) | Period 2 | Cost 3 ($) | Period 3 | Savings (mmBtu/yr) | Shape Pointer
Totals for Measures/Categories with Benefits Exceeding Costs | [10 empty] | Exit Signs 1: Energy Star Compact Fluorescent (CFL) Exit Sign - Incandescent Exit Sign Base Case Fixture; Exit Signs 2: Energy Star Compact Fluorescent (CFL) Exit Sign - Incandescent Exit Sign Base Case Fixture; Exit Signs 3: 131.4; Exit Signs 4: 10; Exit Signs 5: 60; Exit Signs 7: FLAT; Exit Signs 8: 13
0 | Totals Basis | Busbar Savings | PV Cost | First Cost | Admin Cost | Program Cost | Program $/KWa | Levelized Cost | PV Benefits | B/C Ratio | Exit Signs 1: Energy Star Light Emitting Diode (LED) Exit Sign - Incandescent Exit Sign Base Case Fixture; Exit Signs 2: Energy Star Light Emitting Diode (LED) Exit Sign - Incandescent Exit Sign Base Case Fixture; Exit Signs 3: 245.28; Exit Signs 4: 10; Exit Signs 5: 45; Exit Signs 7: FLAT; Exit Signs 8: 28
0 | Measures with B/C>1.00 | 263.9826 | 45 | 45 | 9 | 54 | 1791.9366 | 26.1707 | 58.8222 | 1.0893 | Exit Signs 1: Energy Star Cold Cathode (CC) Exit Sign - Incandescent Exit Sign Base Case Fixture; Exit Signs 2: Energy Star Cold Cathode (CC) Exit Sign - Incandescent Exit Sign Base Case Fixture; Exit Signs 3: 236.52; Exit Signs 4: 10; Exit Signs 5: 55; Exit Signs 7: FLAT; Exit Signs 8: 28; Exit Signs 9: 55; Exit Signs 10: 5
0 | Categories with B/C>1.00 | 0 | 0 | 0 | 0 | 0 | 0 | 0 | 294.1109 | 0 | Exit Signs 1: Energy Star Electro-luminescence (EL) Exit Sign - Incandescent Exit Sign Base Case Fixture; Exit Signs 2: Energy Star Electro-luminescence (EL) Exit Sign - Incandescent Exit Sign Base Case Fixture; Exit Signs 3: 262.8; Exit Signs 4: 10; Exit Signs 5: 80; Exit Signs 7: FLAT; Exit Signs 8: 28
0 | % of Measures with B/C >1.00 | 316.0162 | 232.5421 | 204.538 | 40.9076 | 273.4497 | 7580.0513 | 110.7042 | 70.4166 | 0.25751 | Exit Signs 1: Energy Star Light Emitting Diode (LED) Exit Sign - Compact Fluorescent (CFL) Exit Sign Base Case Fixture; Exit Signs 2: Energy Star Light Emitting Diode (LED) Exit Sign - Compact Fluorescent (CFL) Exit Sign Base Case Fixture; Exit Signs 3: 113.88; Exit Signs 4: 10; Exit Signs 5: 45; Exit Signs 7: FLAT; Exit Signs 8: 15
0 | Block 1: x <=10 m/kWh | 0 | 0 | 0 | 0 | 0 | 0 | 0 | 0 | 0 | Exit Signs 1: Energy Star Cold Cathode (CC) Exit Sign - Compact Fluorescent (CFL) Exit Sign Base Case Fixture; Exit Signs 2: Energy Star Cold Cathode (CC) Exit Sign - Compact Fluorescent (CFL) Exit Sign Base Case Fixture; Exit Signs 3: 105.12; Exit Signs 4: 10; Exit Signs 5: 55; Exit Signs 7: FLAT; Exit Signs 8: 15; Exit Signs 9: 55; Exit Signs 10: 5
0 | Block 2: 10< x <=20 m/kWh | 0 | 0 | 0 | 0 | 0 | 0 | 0 | 0 | 0 | Exit Signs 1: Energy Star Electro-luminescence (EL) Exit Sign - Compact Fluorescent (CFL) Exit Sign Base Case Fixture; Exit Signs 2: Energy Star Electro-luminescence (EL) Exit Sign - Compact Fluorescent (CFL) Exit Sign Base Case Fixture; Exit Signs 3: 131.4; Exit Signs 4: 10; Exit Signs 5: 80; Exit Signs 7: FLAT; Exit Signs 8: 15
0 | Block 3: 20< x <=30 m/kWh | 263.9826 | 45 | 45 | 9 | 54 | 1791.9366 | 26.1707 | 58.8222 | 1.0893
0 | Block 4: 30< x <=40 m/kWh | 0 | 0 | 0 | 0 | 0 | 0 | 0 | 0 | 0
0 | Block 5: 40< x <=50 m/kWh | 282.8385 | 80 | 80 | 16 | 96 | 2973.2874 | 43.4239 | 63.0238 | 0.6565 | Exit Signs 1: ProCost Results, Version 1.70a: JPH 03/07/01, 01:11 PM 1/19/2003
0 | Block 6: 50< x <=60 m/kWh | 377.118 | 141.6331 | 100 | 20 | 161.6331 | 3754.5435 | 54.8339 | 84.0317 | 0.51989 | Exit Signs 1: Measure Results (2000 $); Exit Signs 3: Measure Input Data; Exit Signs 11: Savings; Exit Signs 14: PV Capital; Exit Signs 18: PV O&M; Exit Signs 20: Total PV Costs; Exit Signs 25: Levelized Cost (mills/kwh); Exit Signs 30: PV Bulk Power System Benefits; Exit Signs 36: PV Regional Benefits
0 | Block 7: 60m/kWh < x | 395.9739 | 236.6331 | 195 | 39 | 275.6331 | 6097.7407 | 89.0555 | 88.2333 | 0.32011 | Category | Measure | Measure Life | Site Savings (kWh) | Capital Cost ($/unit) | Annual O&M Cost ($/unit) | PV Per. Repl. Cost ($/unit) | Load Shape | Div. Load Factor | Bulk Pwr Coin. Factor | Bulk Energy (kWh) | Bulk Demand (kw) | Local Demand (kW) | Spon 1 | Spon 2 | Spon 3 | Cust | Utility | Cust | Spon 1 | Spon 2 | Spon 3 | Cust | Total | Spon 1 | Spon 2 | Spon 3 | Cust | Total | Energy | Bulk T&D Def. Cap. | Act C-E Credit | Total System Benefit | Total non-Consumer Cost | Bulk System B/C Ratio | Local T&D Def.Cap. | Non-E Value | Exter-nalities | Total Regional Benefit | Total Regional Cost | Total Regional B/C Ratio
[11 empty] | Energy Star Compact Fluorescent (CFL) Exit Sign - Incandescent Exit Sign Base Case Fixture | Energy Star Compact Fluorescent (CFL) Exit Sign - Incandescent Exit Sign Base Case Fixture | 10 | 131.4 | 60 |  | 0 | FLAT | 1 | 0.64 | 141.4193 | 0.010332 | 0.016144 |  |  | 60 | 0 | 0 | 0 | 0 | 0 | 60 | 0 | 60 | 0 | 0 | 54.2799 | 0 | 54.2799 | 31.5119 | 0.24228 | 3.4152 | 35.1584 | 60 | 0.58597 | 2.5237 | 101.6125 | 0 | 139.2946 | 60 | 2.3216
[11 empty] | Energy Star Light Emitting Diode (LED) Exit Sign - Incandescent Exit Sign Base Case Fixture | Energy Star Light Emitting Diode (LED) Exit Sign - Incandescent Exit Sign Base Case Fixture | 10 | 245.28 | 45 |  | 0 | FLAT | 1 | 0.64 | 263.9826 | 0.019286 | 0.030135 |  |  | 45 | 0 | 0 | 0 | 0 | 0 | 45 | 0 | 45 | 0 | 0 | 21.8089 | 0 | 21.8089 | 58.8222 | 0.45225 | 6.3751 | 65.629 | 45 | 1.4584 | 4.7109 | 218.8577 | 0 | 289.1977 | 45 | 6.4266
[11 empty] | Energy Star Cold Cathode (CC) Exit Sign - Incandescent Exit Sign Base Case Fixture | Energy Star Cold Cathode (CC) Exit Sign - Incandescent Exit Sign Base Case Fixture | 10 | 236.52 | 55 |  | 41.6331 | FLAT | 1 | 0.64 | 254.5547 | 0.018598 | 0.029059 |  |  | 55 | 0 | 0 | 0 | 0 | 0 | 55 | 41.6331 | 96.6331 | 0 | 0 | 27.6425 | 20.9244 | 48.567 | 56.7214 | 0.4361 | 6.1474 | 63.2851 | 55 | 1.1506 | 4.5427 | 218.8577 | 0 | 286.6855 | 96.6331 | 2.9667
[11 empty] | Energy Star Electro-luminescence (EL) Exit Sign - Incandescent Exit Sign Base Case Fixture | Energy Star Electro-luminescence (EL) Exit Sign - Incandescent Exit Sign Base Case Fixture | 10 | 262.8 | 80 |  | 0 | FLAT | 1 | 0.64 | 282.8385 | 0.020664 | 0.032287 |  |  | 80 | 0 | 0 | 0 | 0 | 0 | 80 | 0 | 80 | 0 | 0 | 36.1866 | 0 | 36.1866 | 63.0238 | 0.48455 | 6.8305 | 70.3168 | 80 | 0.87896 | 5.0474 | 218.8577 | 0 | 294.222 | 80 | 3.6778
[11 empty] | Energy Star Light Emitting Diode (LED) Exit Sign - Compact Fluorescent (CFL) Exit Sign Base Case Fixture | Energy Star Light Emitting Diode (LED) Exit Sign - Compact Fluorescent (CFL) Exit Sign Base Case Fixture | 10 | 113.88 | 45 |  | 0 | FLAT | 1 | 0.64 | 122.5633 | 0.0089544 | 0.013991 |  |  | 45 | 0 | 0 | 0 | 0 | 0 | 45 | 0 | 45 | 0 | 0 | 46.973 | 0 | 46.973 | 27.3103 | 0.20997 | 2.9599 | 30.4706 | 45 | 0.67712 | 2.1872 | 117.2452 | 0 | 149.9031 | 45 | 3.3312
[11 empty] | Energy Star Cold Cathode (CC) Exit Sign - Compact Fluorescent (CFL) Exit Sign Base Case Fixture | Energy Star Cold Cathode (CC) Exit Sign - Compact Fluorescent (CFL) Exit Sign Base Case Fixture | 10 | 105.12 | 55 |  | 41.6331 | FLAT | 1 | 0.64 | 113.1354 | 0.0082656 | 0.012915 |  |  | 55 | 0 | 0 | 0 | 0 | 0 | 55 | 41.6331 | 96.6331 | 0 | 0 | 62.1957 | 47.08 | 109.2757 | 25.2095 | 0.19382 | 2.7322 | 28.1267 | 55 | 0.5114 | 2.019 | 117.2452 | 0 | 147.3909 | 96.6331 | 1.5253
[11 empty] | Energy Star Electro-luminescence (EL) Exit Sign - Compact Fluorescent (CFL) Exit Sign Base Case Fixture | Energy Star Electro-luminescence (EL) Exit Sign - Compact Fluorescent (CFL) Exit Sign Base Case Fixture | 10 | 131.4 | 80 |  | 0 | FLAT | 1 | 0.64 | 141.4193 | 0.010332 | 0.016144 |  |  | 80 | 0 | 0 | 0 | 0 | 0 | 80 | 0 | 80 | 0 | 0 | 72.3732 | 0 | 72.3732 | 31.5119 | 0.24228 | 3.4152 | 35.1584 | 80 | 0.43948 | 2.5237 | 117.2452 | 0 | 154.9273 | 80 | 1.9366
[11 empty] | Category Totals (2000 $) |  | Savings Weighted Measure Data | [7 empty] | Savings |  |  | PV Costs |  |  |  | Lvl Cst | PV Bulk Power System Benefits | [5 empty] | PV Regional Benefits
[12 empty] | Category | Weighted Measure Life | Site Savings (kWh) | Capital Cost ($/unit) | Annual O&M Cost ($/unit) | Per. Repl. Cost ($/unit) | Load Shape | Weighted Load Factor | Weighted Coinc. Factor | Bulk Energy (kWh) | Bulk Demand (kw) | Local Demand (kW) | PV Capital | PV Annual O&M | PV Period. Repl. | PV Total Costs | Levelized Cost mills/kWh | Energy | Bulk T&D Def. Cap. | Act C-E Credit | Total System Benefit | Total non-Consumer Cost | Bulk System B/C Ratio | Local T&D Def.Cap. | Non-E Value | Exter-nalities | Total Regional Benefit | Total Regional Cost | Total Regional B/C Ratio
[12 empty] | Energy Star Light Emitting Diode (LED) Exit Sign - Incandescent Exit Sign Base Case Fixture | 10 | 245.28 | 45 | 0 | 0 |  | 1 | 0.64 | 263.9826 | 0.019286 | 0.030135 | 45 | 0 | 0 | 45 | 21.8089 | 58.8222 | 0.45225 | 6.3751 | 65.629 | 45 | 1.4584 | 4.7109 | 218.8577 | 0 | 289.1977 | 45 | 6.4266
[12 empty] | Energy Star Electro-luminescence (EL) Exit Sign - Incandescent Exit Sign Base Case Fixture | 10 | 262.8 | 80 | 0 | 0 |  | 1 | 0.64 | 282.8385 | 0.020664 | 0.032288 | 80 | 0 | 0 | 80 | 36.1866 | 63.0238 | 0.48455 | 6.8305 | 70.3168 | 80 | 0.87896 | 5.0474 | 218.8577 | 0 | 294.222 | 80 | 3.6778
[12 empty] | Energy Star Light Emitting Diode (LED) Exit Sign - Compact Fluorescent (CFL) Exit Sign Base Case Fixture | 10 | 113.88 | 45 | 0 | 0 |  | 1 | 0.64 | 122.5633 | 0.0089544 | 0.013991 | 45 | 0 | 0 | 45 | 46.973 | 27.3103 | 0.20997 | 2.9599 | 30.4706 | 45 | 0.67712 | 2.1872 | 117.2452 | 0 | 149.9031 | 45 | 3.3312
[12 empty] | Energy Star Cold Cathode (CC) Exit Sign - Incandescent Exit Sign Base Case Fixture | 10 | 236.52 | 55 | 0 | 41.6331 |  | 1 | 0.64 | 254.5547 | 0.018598 | 0.029059 | 55 | 0 | 41.6331 | 96.6331 | 48.567 | 56.7214 | 0.4361 | 6.1474 | 63.2851 | 55 | 1.1506 | 4.5427 | 218.8577 | 0 | 286.6855 | 96.6331 | 2.9667
[12 empty] | Energy Star Compact Fluorescent (CFL) Exit Sign - Incandescent Exit Sign Base Case Fixture | 10 | 131.4 | 60 | 0 | 0 |  | 1 | 0.64 | 141.4193 | 0.010332 | 0.016144 | 60 | 0 | 0 | 60 | 54.2799 | 31.5119 | 0.24228 | 3.4152 | 35.1584 | 60 | 0.58597 | 2.5237 | 101.6125 | 0 | 139.2946 | 60 | 2.3216
[12 empty] | Energy Star Electro-luminescence (EL) Exit Sign - Compact Fluorescent (CFL) Exit Sign Base Case Fixture | 10 | 131.4 | 80 | 0 | 0 |  | 1 | 0.64 | 141.4193 | 0.010332 | 0.016144 | 80 | 0 | 0 | 80 | 72.3732 | 31.5119 | 0.24228 | 3.4152 | 35.1584 | 80 | 0.43948 | 2.5237 | 117.2452 | 0 | 154.9273 | 80 | 1.9366
[12 empty] | Energy Star Cold Cathode (CC) Exit Sign - Compact Fluorescent (CFL) Exit Sign Base Case Fixture | 10 | 105.12 | 55 | 0 | 41.6331 |  | 1 | 0.64 | 113.1354 | 0.0082656 | 0.012915 | 55 | 0 | 41.6331 | 96.6331 | 109.2757 | 25.2095 | 0.19382 | 2.7322 | 28.1267 | 55 | 0.5114 | 2.019 | 117.2452 | 0 | 147.3909 | 96.6331 | 1.5253
Totals for Measures/Categories with Benefits Exceeding Costs
[12 empty] | Totals Basis | Busbar Savings | PV Cost | First Cost | Admin Cost | Program Cost | Program $/KWa | Levelized Cost | PV Benefits | B/C Ratio
[12 empty] | Measures with B/C>1.00 | 263.9826 | 45 | 45 | 9 | 54 | 1791.9366 | 26.1707 | 58.8222 | 1.0893
[12 empty] | Categories with B/C>1.00 | 0 | 0 | 0 | 0 | 0 | 0 | 0 | 294.1109 | 0
[12 empty] | % of Measures with B/C >1.00 | 316.0162 | 232.5421 | 204.538 | 40.9076 | 273.4497 | 7580.0513 | 110.7042 | 70.4166 | 0.25751
[12 empty] | Block 1: x <=10 m/kWh | 0 | 0 | 0 | 0 | 0 | 0 | 0 | 0 | 0
[12 empty] | Block 2: 10< x <=20 m/kWh | 0 | 0 | 0 | 0 | 0 | 0 | 0 | 0 | 0
[12 empty] | Block 3: 20< x <=30 m/kWh | 263.9826 | 45 | 45 | 9 | 54 | 1791.9366 | 26.1707 | 58.8222 | 1.0893
[12 empty] | Block 4: 30< x <=40 m/kWh | 0 | 0 | 0 | 0 | 0 | 0 | 0 | 0 | 0
[12 empty] | Block 5: 40< x <=50 m/kWh | 282.8385 | 80 | 80 | 16 | 96 | 2973.2874 | 43.4239 | 63.0238 | 0.6565
[12 empty] | Block 6: 50< x <=60 m/kWh | 377.118 | 141.6331 | 100 | 20 | 161.6331 | 3754.5435 | 54.8339 | 84.0317 | 0.51989
[12 empty] | Block 7: 60m/kWh < x | 395.9739 | 236.6331 | 195 | 39 | 275.6331 | 6097.7407 | 89.0555 | 88.2333 | 0.32011