## MeasureTable
Regional Costs and Bulk Power System Benefits | [22 empty] | Other Power System Benefits |  |  | Non-Electric Power Costs/Benefits |  |  |  | Total Regional Costs/Benefits (monetizable costs and benefits)
Technology, Measure or Practice | Delivery Mechanism or Program | Application | Location | Incremental Capital Cost ($/unit) | Incremental O&M Costs and Schedule ($/unit) | Present Value of Periodic Capital Replacement Cost ($/unit) | Measure Life (years) | Basis of Savings | Annual Savings @ Site (kwh/yr) | Annual Savings @ Busbar (kwh/yr) | Bulk Transmission System Coincident Factor | System Coincident Peak Reduction (KW) | Present Value Incremental Capital Cost ($/kWh) | Present Value O & M Cost ($/kWh) | Present Value of Periodic Capital Replacement Cost ($/kWh) | Total Present Value Cost ($/kWh) | Present Value Electric Energy Savings ($/kWh) | Present Value of Bulk Transmission System Benefits ($/kWh) | Present Value of Region Act's 10% Conservation Credit ($/kWh) | Total Present Value Regional Bulk Power System Benefits ($/kWh) | Net Present Value ($/kWh) | Benefit / Cost Ratio | Local Distribution System Load Factor | Local Distribution System Peak Load Reduction (kW) | Present Value of Local Transmission & Distribution System Benefits ($/kWh) | End-user Benefits | Societal Benefits | Present Value Non-Electric System Benefits ($/kWh) | Present Value Environmental Externalities Benefit ($/kWh) | Present Value Regional Costs ($/kWh) | Present Value Total Societal Benefits ($/kWh) | Net Present Value of Regional Costs & Benefits ($/kWh) | Benefit / Cost Ratio | Related Programs/Activities | Comments | Levelized Cost
SGC - Manufactured Homes - Heating Zone 3 | Home must be certified Super Good Cents under Northwest Energy Efficient Manufactured Home Program | New manufactured homes built under HUD standards w/Electric Heat | Heating Zone 3 | 1697.52 | 0 | 0 | 45 | Deemed | 4537.0749 | 4883.0268 | 0.366 | 1.1462 | 0.34764 | 0 | 0 | 0.34764 | 0.62888 | 0.01459 | 0.085931 | 0.7294 | 0.38177 | 2.0982 | 0.178 | 3.1316 | 0.26576 |  |  | 0 | 0 | 0.34764 | 0.99257 | 0.64493 | 2.8552 | The Northwest Energy Efficiency Alliance has sponsored a market transformation program to increase the use of Energy Star windows (Class 35 & below). In some areas of the region the use of class 35 windows (required to meet the Long Term SGC specifications and both the site built and manufactured home weatherization program specifications exceeds 50%. | Savings assume that program is operated in accordance with the existing Super Good Cents Manufactured Housing program's specifications, including home qualification and quality assurance process. | 16.7778
SGC - Manufactured Homes - Heating Zone 2 | Home must be certified Super Good Cents under Northwest Energy Efficient Manufactured Home Program | New manufactured homes built under HUD standards w/Electric Heat | Heating Zone 2 | 1424.98 | 0 | 0 | 45 | Deemed | 3493.2573 | 3759.6182 | 0.366 | 0.88247 | 0.37902 | 0 | 0 | 0.37902 | 0.62888 | 0.01459 | 0.085931 | 0.7294 | 0.35038 | 1.9244 | 0.178 | 2.4111 | 0.26576 |  |  | 0 | 0 | 0.37902 | 0.99257 | 0.61355 | 2.6188 | The Northwest Energy Efficiency Alliance has sponsored a market transformation program to increase the use of Energy Star windows (Class 35 & below). In some areas of the region the use of class 35 windows (required to meet the Long Term SGC specifications and both the site built and manufactured home weatherization program specifications exceeds 50%. | Savings assume that program is operated in accordance with the existing Super Good Cents Manufactured Housing program's specifications, including home qualification and quality assurance process. | 18.2925
SGC - Manufactured Homes - PNW Average Climate | Home must be certified Super Good Cents under Northwest Energy Efficient Manufactured Home Program | New manufactured homes built under HUD standards w/Electric Heat | PNW Average Climate | 1424.98 | 0 | 0 | 45 | Deemed | 2823.6352 | 3038.9374 | 0.366 | 0.71331 | 0.46891 | 0 | 0 | 0.46891 | 0.62888 | 0.01459 | 0.085931 | 0.7294 | 0.2605 | 1.5555 | 0.178 | 1.9489 | 0.26576 |  |  | 0 | 0 | 0.46891 | 0.99257 | 0.52366 | 2.1168 | The Northwest Energy Efficiency Alliance has sponsored a market transformation program to increase the use of Energy Star windows (Class 35 & below). In some areas of the region the use of class 35 windows (required to meet the Long Term SGC specifications and both the site built and manufactured home weatherization program specifications exceeds 50%. | Savings assume that program is operated in accordance with the existing Super Good Cents Manufactured Housing program's specifications, including home qualification and quality assurance process. | 22.6306
SGC - Manufactured Homes - Heating Zone 1 | Home must be certified Super Good Cents under Northwest Energy Efficient Manufactured Home Program | New manufactured homes built under HUD standards w/Electric Heat | Heating Zone 1 | 1424.98 | 0 | 0 | 45 | Deemed | 2589.3362 | 2786.7731 | 0.366 | 0.65412 | 0.51134 | 0 | 0 | 0.51134 | 0.62888 | 0.01459 | 0.085931 | 0.7294 | 0.21807 | 1.4265 | 0.178 | 1.7872 | 0.26576 |  |  | 0 | 0 | 0.51134 | 0.99257 | 0.48124 | 1.9411 | The Northwest Energy Efficiency Alliance has sponsored a market transformation program to increase the use of Energy Star windows (Class 35 & below). In some areas of the region the use of class 35 windows (required to meet the Long Term SGC specifications and both the site built and manufactured home weatherization program specifications exceeds 50%. | Savings assume that program is operated in accordance with the existing Super Good Cents Manufactured Housing program's specifications, including home qualification and quality assurance process. | 24.6783
Note on A3: Tom Eckman: Description of conservation or renewable resource technology, measure or practice.
Note on B3: Tom Eckman: Description of program through which technology, measure or practice will be delivered, including reference to relevant quality assurance specifications
Note on C3: Tom Eckman: Sector, sub-sector and end-use affected (e.g. single family homes with electric heat
Note on D3: Tom Eckman: Climate zone or geographic area in the PNW
Note on E3: Tom Eckman: Total capital cost of technology, measure or practice. For conservation this cost is usually the incremental cost of the technology, measure or practice over the less efficient alternative.
Note on F3: Tom Eckman: Additional cost over the normal cost of operation and maintenance.
Note on G3: Tom Eckman: Present value of the incremental cost of periodic capital replacements needed to maintain technology, measure or practice, e.g. heat pump compressor replacements.
Note on H3: Tom Eckman: Expected service life of the technology, measure or practice
Note on I3: Tom Eckman: If savings are deemed, they can be claimed without further analysis or data. If savings are not deemed they must be estimated using either one of the RTF's "deemed" calculation methods and/or evaluation protocols.
Note on J3: Tom Eckman: Does not include transmission and distribution system line losses.
Note on K3: Tom Eckman: Includes transmission and distribution system line losses.
Note on L3: Tom Eckman: This is the ratio of the peak demand of individual or groups of end uses of electricity at the regional bulk power transmission system's time of peak demand to the end uses non-coincident peak demand. The Northwest's bulk power transmission system's peak usage occurs during the winter. Conservation measures and renewable resources that reduce demand on the bulk power transmission system during its time of maximum demand (e.g. space heating conservation savings) are more value than those that those that reduce demand during the summer (e.g. air conditioning conservation savings).
Note on M3: Tom Eckman: Bulk transmission peak KW reduction associated with technology, measure or practice
Note on N3: Tom Eckman: Present value of incremental cost when financed and amortized based on assumptions on ProData Tab
Note on O3: Tom Eckman: Present value of annual O&M when discounted at rate assumed on ProData Tab over Program Life. Includes PV of Periodic O&M.
Note on Q3: Tom Eckman: Sum of PV Incremental cost and incremental O&M cost.
Note on R3: Tom Eckman: Present value of avoided wholesale electricity supplies over the expected life of the technology, measure or practice.
Note on S3: Tom Eckman: Benefit assumes an avoided cost of $3.00 kW year for regional bulk transmission system captial cost deferral due to reduced peak kW demand.
Note on U3: Tom Eckman: Sum of the present value of all bulk power system benefits, plus Power Act's Conservation Credit, if appliable.
Note on V3: Tom Eckman: Present value of all bulk power system benefits minus present value of all costs associated with technology, measure or practice.
Note on W3: Tom Eckman: Ratio of all present value bulk power system benefits to the present value of all costs associated with technology, measure or practice. Ratio's less than one indicate that the technology, measure or practice is not cost-effective from the bulk power system's perspective.
Note on X3: Tom Eckman: This is the ratio of the average energy use per hour to the peak energy use per hour of individual or groups of end uses of electricity. End uses that have low load factors (e.g. air conditioning) require larger capital investments in distribution systems per unit of energy sold, because these end uses only operate during short periods of the year compared to end uses that have high load factors (e.g., refrigerators) which operating all year long.
Note on Y3: Tom Eckman: Reduction in local distribution system peak load resulting from installation of technology, measure or practice
Note on Z3: Tom Eckman: Present value cost of deferred capital expenditures for local distribution system
Note on AA3: Tom Eckman: Qualitative or quantitative estimate of end-user benefits, excluding electricity savings, e.g. gallons of water saved.
Note on AB3: Tom Eckman: Qualitative or quantitative estimate of any non-electric power system benefits associated with the technology, measure or practice, e.g. reduced wastewater treatment costs.
Note on AC3: Tom Eckman: Present value of any monetized non-electric power system benefits, e.g. reduced detergent costs.
Note on AD3: Tom Eckman: Present value of cost of carbon emissions, based on $15/ton.
Note on AE3: Tom Eckman: Total present value of all cost associated with the installation and maintenance of the technology, measure or practice over its expected life.
Note on AG3: Tom Eckman: Present value of all benefits associated with a technology, measure or practice, including non-power system benefits and environmental externalities benefits.
Note on AH3: Tom Eckman: Ratio of present value of total societal benefits to total societal costs of technology, measure or practice.
Note on AI3: Tom Eckman: Description of program and or activities that are associated with the technology, measure or practice, such as tax credits, Northwest Energy Efficiency Alliance market transformation programs.
Note on AJ3: Tom Eckman: Special notes regarding factors that might impact a particular technology, measure or practices cost, savings or use. For example, potential changes in federal standards or local codes or anticipated improvements in technology.

## ProData
Program Parameters |  | Sponsor Parameters
Program Life (yrs) | 45 |  |  | Spon 1 | Spon 2 | Spon 3 | Cust
Program Start Date | 2005 | Real AT Cost of Cap |  | 7% | 5% | 4% | 5%
Present Value Time Zero | 2000 | Financial Life (yrs) |  | 10 | 10 | 15 | 1
Cost Reference Yr | 2000 | Weight |  | 0% | 0% | 100%
Real Discount Rate | 4%
Inflation Rate (Currently NA) | 0% | Run Tabs: |  | TRUE
Capital Real Escalation Rt | 0% | MeasureTable | FALSE
Sponsor Share of First Cost | 100% | MHSGC | TRUE
Sponsor Share of Replace Cost | 0% | 924 SF | TRUE
Sponsor Share of O&M | 0% | 1568 SF | TRUE
Last Sponsor O&M Yr | 45 | 2352 SF | TRUE
Bulk Power T&D Loss Factor | 2.5% | UAOptimizer | FALSE
Bulk Power T&D Credit ($/kw-yr) | 3 | Cost-Effectiveness | FALSE
Local Power T&D Loss Factor | 5% | Lookup Table | FALSE
Local Power T&D Credit ($/kw-yr) | 20 |  | FALSE
Externalities Credit (m/kwh) | 0 |  | FALSE
Regional Act C/E Credit (%) | 10%
Admin Cost (% of First Cost) | 20%
Cost Coeff of Variation | 25%
Marg Cost / Save Shape File | q:\te\New Plan\Residential Resource Assessment\MC_AND_LOADSHAPE.XLS
Electric Marginal Cost Tab | MidC_DraftPlan_122903
Savings Shape Tab | Conservation Load Shapes
Note on B7: Currently not used, Hardwired in code to zero until chance to fully implement.

## MHSGC
Data Set Name
SGC Manufactured Homes
Input Data | [7 empty] | Periodic O&M
Category Name | Measure Name | Savings (kWh/yr.) | Phys Life (yr.) | Capital Cost ($) | Annual O&M ($) | Shape Pointer | Non-E Val ($/yr.) | Cost 1 ($) | Period 1 | Cost 2 ($) | Period 2 | Cost 3 ($) | Period 3
SGC - Manufactured Homes - Heating Zone 1 | SGC - Zone 1 | 2589.3362 | 45 | 1424.977 | 0 | ResSHNEW
SGC - Manufactured Homes - Heating Zone 2 | SGC - Zone 2 | 3493.2573 | 45 | 1424.977 | 0 | ResSHNEW
SGC - Manufactured Homes - Heating Zone 3 | SGC - Zone 3 | 4537.0749 | 45 | 1697.5206 | 0 | ResSHNEW
SGC - Manufactured Homes - PNW Average Climate | SGCMH - PNW Average | 2823.6352 | 45 | 1424.977 | 0 | ResSHNEW
ProCost Results, Version 1.70a: JPH 03/07/01, 01:40 PM 3/2/2004
Measure Results (2000 $) |  | Measure Input Data | [7 empty] | Savings |  |  | PV Capital |  |  |  | PV O&M |  | Total PV Costs |  |  |  |  | Levelized Cost (mills/kwh) |  |  |  |  | PV Bulk Power System Benefits | [5 empty] | PV Regional Benefits
Category | Measure | Measure Life | Site Savings (kWh) | Capital Cost ($/unit) | Annual O&M Cost ($/unit) | PV Per. Repl. Cost ($/unit) | Load Shape | Div. Load Factor | Bulk Pwr Coin. Factor | Bulk Energy (kWh) | Bulk Demand (kw) | Local Demand (kW) | Spon 1 | Spon 2 | Spon 3 | Cust | Utility | Cust | Spon 1 | Spon 2 | Spon 3 | Cust | Total | Spon 1 | Spon 2 | Spon 3 | Cust | Total | Energy | Bulk T&D Def. Cap. | Act C-E Credit | Total System Benefit | Total non-Consumer Cost | Bulk System B/C Ratio | Local T&D Def.Cap. | Non-E Value | Exter-nalities | Total Regional Benefit | Total Regional Cost | Total Regional B/C Ratio
SGC - Manufactured Homes - Heating Zone 1 | SGC - Zone 1 | 45 | 2589.3362 | 1424.98 | 0 | 0 | ResSHNEW | 0.178 | 0.366 | 2786.7731 | 0.65412 | 1.7872 |  |  | 1424.9765 | 0 | 0 | 0 | 0 | 0 | 1424.9765 | 0 | 1424.9765 | 0 | 0 | 24.6783 | 0 | 24.6783 | 1752.5537 | 40.6603 | 239.4713 | 2025.4448 | 1424.9765 | 1.4214 | 740.6246 | 0 | 0 | 2766.0693 | 1424.9765 | 1.9411
SGC - Manufactured Homes - Heating Zone 2 | SGC - Zone 2 | 45 | 3493.2573 | 1424.98 | 0 | 0 | ResSHNEW | 0.178 | 0.366 | 3759.6182 | 0.88247 | 2.4111 |  |  | 1424.9765 | 0 | 0 | 0 | 0 | 0 | 1424.9765 | 0 | 1424.9765 | 0 | 0 | 18.2925 | 0 | 18.2925 | 2364.3593 | 54.8545 | 323.0692 | 2732.515 | 1424.9765 | 1.9176 | 999.172 | 0 | 0 | 3731.687 | 1424.9765 | 2.6188
SGC - Manufactured Homes - Heating Zone 3 | SGC - Zone 3 | 45 | 4537.0749 | 1697.52 | 0 | 0 | ResSHNEW | 0.178 | 0.366 | 4883.0268 | 1.1462 | 3.1316 |  |  | 1697.52 | 0 | 0 | 0 | 0 | 0 | 1697.52 | 0 | 1697.52 | 0 | 0 | 16.7778 | 0 | 16.7778 | 3070.8517 | 71.2456 | 419.6053 | 3549.0157 | 1697.52 | 2.0907 | 1297.734 | 0 | 0 | 4846.7495 | 1697.52 | 2.8552
SGC - Manufactured Homes - PNW Average Climate | SGCMH - PNW Average | 45 | 2823.6352 | 1424.98 | 0 | 0 | ResSHNEW | 0.178 | 0.366 | 3038.9374 | 0.71331 | 1.9489 |  |  | 1424.9765 | 0 | 0 | 0 | 0 | 0 | 1424.9765 | 0 | 1424.9765 | 0 | 0 | 22.6306 | 0 | 22.6306 | 1911.1355 | 44.3395 | 261.1401 | 2208.7194 | 1424.9765 | 1.55 | 807.6407 | 0 | 0 | 3016.3601 | 1424.9765 | 2.1168
Category Totals (2000 $) |  | Savings Weighted Measure Data | [7 empty] | Savings |  |  | PV Costs |  |  |  | Lvl Cst | PV Bulk Power System Benefits | [5 empty] | PV Regional Benefits
| Category | Weighted Measure Life | Site Savings (kWh) | Capital Cost ($/unit) | Annual O&M Cost ($/unit) | Per. Repl. Cost ($/unit) | Load Shape | Weighted Load Factor | Weighted Coinc. Factor | Bulk Energy (kWh) | Bulk Demand (kw) | Local Demand (kW) | PV Capital | PV Annual O&M | PV Period. Repl. | PV Total Costs | Levelized Cost mills/kWh | Energy | Bulk T&D Def. Cap. | Act C-E Credit | Total System Benefit | Total non-Consumer Cost | Bulk System B/C Ratio | Local T&D Def.Cap. | Non-E Value | Exter-nalities | Total Regional Benefit | Total Regional Cost | Total Regional B/C Ratio
| SGC - Manufactured Homes - Heating Zone 3 | 45 | 4537.0749 | 1697.52 | 0 | 0 |  | 0.178 | 0.366 | 4883.0268 | 1.1462 | 3.1316 | 1697.52 | 0 | 0 | 1697.5199 | 16.7778 | 3070.8517 | 71.2456 | 419.6053 | 3549.0157 | 1697.52 | 2.0907 | 1297.734 | 0 | 0 | 4846.7495 | 1697.5199 | 2.8552
| SGC - Manufactured Homes - Heating Zone 2 | 45 | 3493.2573 | 1424.98 | 0 | 0 |  | 0.178 | 0.366 | 3759.6182 | 0.88247 | 2.4111 | 1424.9765 | 0 | 0 | 1424.9764 | 18.2925 | 2364.3593 | 54.8545 | 323.0692 | 2732.515 | 1424.9765 | 1.9176 | 999.172 | 0 | 0 | 3731.687 | 1424.9764 | 2.6188
| SGC - Manufactured Homes - PNW Average Climate | 45 | 2823.6352 | 1424.98 | 0 | 0 |  | 0.178 | 0.366 | 3038.9374 | 0.71331 | 1.9489 | 1424.9765 | 0 | 0 | 1424.9764 | 22.6306 | 1911.1355 | 44.3395 | 261.1401 | 2208.7194 | 1424.9765 | 1.55 | 807.6407 | 0 | 0 | 3016.3601 | 1424.9764 | 2.1168
| SGC - Manufactured Homes - Heating Zone 1 | 45 | 2589.3362 | 1424.98 | 0 | 0 |  | 0.178 | 0.366 | 2786.7731 | 0.65412 | 1.7872 | 1424.9765 | 0 | 0 | 1424.9764 | 24.6783 | 1752.5537 | 40.6603 | 239.4713 | 2025.4448 | 1424.9765 | 1.4214 | 740.6246 | 0 | 0 | 2766.0693 | 1424.9764 | 1.9411
Totals for Measures/Categories with Benefits Exceeding Costs
| Totals Basis | Busbar Savings | PV Cost | First Cost | Admin Cost | Program Cost | Program $/KWa | Levelized Cost | PV Benefits | B/C Ratio
| Measures with B/C>1.00 | 14468.3555 | 5972.4493 | 5972.45 | 1194.4903 | 7166.9396 | 4339.29 | 23.9069 | 9098.9002 | 1.2696
| Categories with B/C>1.00 | 0 | 0 | 0 | 0 | 0 | 0 | 0 | 9098.9002 | 0
| % of Measures with B/C >1.00 | 13689.2035 | 5791.4653 | 5791.4677 | 1158.2935 | 6949.7589 | 4447.292 | 24.502 | 8608.9049 | 1.2387
| Block 1: x <=10 m/kWh | 0 | 0 | 0 | 0 | 0 | 0 | 0 | 0 | 0
| Block 2: 10< x <=20 m/kWh | 0 | 0 | 0 | 0 | 0 | 0 | 0 | 0 | 0
| Block 3: 20< x <=30 m/kWh | 14468.3555 | 5972.4493 | 5972.45 | 1194.4903 | 7166.9396 | 4339.29 | 23.9069 | 9098.9002 | 1.2696
| Block 4: 30< x <=40 m/kWh | 0 | 0 | 0 | 0 | 0 | 0 | 0 | 0 | 0
| Block 5: 40< x <=50 m/kWh | 0 | 0 | 0 | 0 | 0 | 0 | 0 | 0 | 0
| Block 6: 50< x <=60 m/kWh | 0 | 0 | 0 | 0 | 0 | 0 | 0 | 0 | 0
| Block 7: 60m/kWh < x | 0 | 0 | 0 | 0 | 0 | 0 | 0 | 0 | 0

## 924 SF
Data Set Name
924
Input Data | [7 empty] | Periodic O&M
Category Name | Measure Name | Savings (kWh/yr.) | Phys Life (yr.) | Capital Cost ($) | Annual O&M ($) | Shape Pointer | Non-E Val ($/yr.) | Cost 1 ($) | Period 1 | Cost 2 ($) | Period 2 | Cost 3 ($) | Period 3
FLOOR R33 | FLOOR R33 | 328.0088 | 45 | 139.7088 | 0 | ResSHNEW
ATTIC R25 | ATTIC R25 | 94.2513 | 45 | 43.2 | 0 | ResSHNEW
VAULT R25 | VAULT R25 | 122.2644 | 45 | 56.592 | 0 | ResSHNEW
ATTIC R30 | ATTIC R30 | 57.1837 | 45 | 34.56 | 0 | ResSHNEW
VAULT R30 | VAULT R30 | 74.9107 | 45 | 45.2736 | 0 | ResSHNEW
WINDOW CL40 | WINDOW CL40 | 303.8486 | 45 | 221.56 | 0 | ResSHNEW
WINDOW CL35 | WINDOW CL35 | 154.9705 | 45 | 116 | 0 | ResSHNEW
WALL R21 ADV | WALL R21 ADV | 175.0098 | 45 | 155.628 | 0 | ResSHNEW
ATTIC R38 | ATTIC R38 | 55.2091 | 45 | 51.84 | 0 | ResSHNEW
VAULT R38 | VAULT R38 | 42.4412 | 45 | 67.9104 | 0 | ResSHNEW
ATTIC R49 | ATTIC R49 | 43.1972 | 45 | 77.76 | 0 | ResSHNEW
FLOOR R44 | FLOOR R44 | 49.8927 | 45 | 139.7088 | 0 | ResSHNEW
ProCost Results, Version 1.70a: JPH 03/07/01, 01:40 PM 3/2/2004
Measure Results (2000 $) |  | Measure Input Data | [7 empty] | Savings |  |  | PV Capital |  |  |  | PV O&M |  | Total PV Costs |  |  |  |  | Levelized Cost (mills/kwh) |  |  |  |  | PV Bulk Power System Benefits | [5 empty] | PV Regional Benefits
Category | Measure | Measure Life | Site Savings (kWh) | Capital Cost ($/unit) | Annual O&M Cost ($/unit) | PV Per. Repl. Cost ($/unit) | Load Shape | Div. Load Factor | Bulk Pwr Coin. Factor | Bulk Energy (kWh) | Bulk Demand (kw) | Local Demand (kW) | Spon 1 | Spon 2 | Spon 3 | Cust | Utility | Cust | Spon 1 | Spon 2 | Spon 3 | Cust | Total | Spon 1 | Spon 2 | Spon 3 | Cust | Total | Energy | Bulk T&D Def. Cap. | Act C-E Credit | Total System Benefit | Total non-Consumer Cost | Bulk System B/C Ratio | Local T&D Def.Cap. | Non-E Value | Exter-nalities | Total Regional Benefit | Total Regional Cost | Total Regional B/C Ratio
FLOOR R33 | FLOOR R33 | 45 | 328.0088 | 139.71 | 0 | 0 | ResSHNEW | 0.178 | 0.366 | 353.0194 | 0.082862 | 0.2264 |  |  | 139.7087 | 0 | 0 | 0 | 0 | 0 | 139.7087 | 0 | 139.7087 | 0 | 0 | 19.1 | 0 | 19.1 | 222.0078 | 5.1507 | 30.3354 | 256.5768 | 139.7087 | 1.8365 | 93.8199 | 0 | 0 | 350.3967 | 139.7087 | 2.5081
ATTIC R25 | ATTIC R25 | 45 | 94.2513 | 43.2 | 0 | 0 | ResSHNEW | 0.178 | 0.366 | 101.4379 | 0.02381 | 0.065054 |  |  | 43.2 | 0 | 0 | 0 | 0 | 0 | 43.2 | 0 | 43.2 | 0 | 0 | 20.5538 | 0 | 20.5538 | 63.7926 | 1.48 | 8.7167 | 73.7257 | 43.2 | 1.7066 | 26.9586 | 0 | 0 | 100.6843 | 43.2 | 2.3307
VAULT R25 | VAULT R25 | 45 | 122.2644 | 56.59 | 0 | 0 | ResSHNEW | 0.178 | 0.366 | 131.5871 | 0.030887 | 0.08439 |  |  | 56.592 | 0 | 0 | 0 | 0 | 0 | 56.592 | 0 | 56.592 | 0 | 0 | 20.7564 | 0 | 20.7564 | 82.7529 | 1.9199 | 11.3075 | 95.6383 | 56.592 | 1.69 | 34.9711 | 0 | 0 | 130.6095 | 56.592 | 2.3079
ATTIC R30 | ATTIC R30 | 45 | 57.1837 | 34.56 | 0 | 0 | ResSHNEW | 0.178 | 0.366 | 61.544 | 0.014446 | 0.039469 |  |  | 34.56 | 0 | 0 | 0 | 0 | 0 | 34.56 | 0 | 34.56 | 0 | 0 | 27.1018 | 0 | 27.1018 | 38.7039 | 0.89795 | 5.2886 | 44.7306 | 34.56 | 1.2943 | 16.3562 | 0 | 0 | 61.0867 | 34.56 | 1.7676
VAULT R30 | VAULT R30 | 45 | 74.9107 | 45.27 | 0 | 0 | ResSHNEW | 0.178 | 0.366 | 80.6226 | 0.018924 | 0.051705 |  |  | 45.2736 | 0 | 0 | 0 | 0 | 0 | 45.2736 | 0 | 45.2736 | 0 | 0 | 27.1018 | 0 | 27.1018 | 50.7022 | 1.1763 | 6.928 | 58.597 | 45.2736 | 1.2943 | 21.4266 | 0 | 0 | 80.0236 | 45.2736 | 1.7676
WINDOW CL40 | WINDOW CL40 | 45 | 303.8486 | 221.56 | 0 | 0 | ResSHNEW | 0.178 | 0.366 | 327.017 | 0.076759 | 0.20972 |  |  | 221.5599 | 0 | 0 | 0 | 0 | 0 | 221.5599 | 0 | 221.5599 | 0 | 0 | 32.6987 | 0 | 32.6987 | 205.6554 | 4.7713 | 28.101 | 237.6781 | 221.5599 | 1.0727 | 86.9094 | 0 | 0 | 324.5875 | 221.5599 | 1.465
WINDOW CL35 | WINDOW CL35 | 45 | 154.9705 | 116 | 0 | 0 | ResSHNEW | 0.178 | 0.366 | 166.787 | 0.039149 | 0.10696 |  |  | 116 | 0 | 0 | 0 | 0 | 0 | 116 | 0 | 116 | 0 | 0 | 33.5664 | 0 | 33.5664 | 104.8895 | 2.4335 | 14.3322 | 121.2219 | 116 | 1.045 | 44.326 | 0 | 0 | 165.5479 | 116 | 1.4271
WALL R21 ADV | WALL R21 ADV | 45 | 175.0098 | 155.63 | 0 | 0 | ResSHNEW | 0.178 | 0.366 | 188.3543 | 0.044211 | 0.1208 |  |  | 155.6279 | 0 | 0 | 0 | 0 | 0 | 155.6279 | 0 | 155.6279 | 0 | 0 | 39.8769 | 0 | 39.8769 | 118.4528 | 2.7482 | 16.1855 | 136.8971 | 155.6279 | 0.87964 | 50.0578 | 0 | 0 | 186.955 | 155.6279 | 1.2013
ATTIC R38 | ATTIC R38 | 45 | 55.2091 | 51.84 | 0 | 0 | ResSHNEW | 0.178 | 0.366 | 59.4188 | 0.013947 | 0.038107 |  |  | 51.84 | 0 | 0 | 0 | 0 | 0 | 51.84 | 0 | 51.84 | 0 | 0 | 42.1066 | 0 | 42.1066 | 37.3675 | 0.86695 | 5.1059 | 43.186 | 51.84 | 0.83306 | 15.7914 | 0 | 0 | 58.9774 | 51.84 | 1.1377
VAULT R38 | VAULT R38 | 45 | 42.4412 | 67.91 | 0 | 0 | ResSHNEW | 0.178 | 0.366 | 45.6773 | 0.010722 | 0.029294 |  |  | 67.9104 | 0 | 0 | 0 | 0 | 0 | 67.9104 | 0 | 67.9104 | 0 | 0 | 71.7538 | 0 | 71.7538 | 28.7257 | 0.66645 | 3.9251 | 33.1986 | 67.9104 | 0.48886 | 12.1394 | 0 | 0 | 45.338 | 67.9104 | 0.66762
ATTIC R49 | ATTIC R49 | 45 | 43.1972 | 77.76 | 0 | 0 | ResSHNEW | 0.178 | 0.366 | 46.4909 | 0.010913 | 0.029816 |  |  | 77.76 | 0 | 0 | 0 | 0 | 0 | 77.76 | 0 | 77.76 | 0 | 0 | 80.723 | 0 | 80.723 | 29.2374 | 0.67832 | 3.995 | 33.7899 | 77.76 | 0.43454 | 12.3556 | 0 | 0 | 46.1455 | 77.76 | 0.59344
FLOOR R44 | FLOOR R44 | 45 | 49.8927 | 139.71 | 0 | 0 | ResSHNEW | 0.178 | 0.366 | 53.697 | 0.012604 | 0.034437 |  |  | 139.7087 | 0 | 0 | 0 | 0 | 0 | 139.7087 | 0 | 139.7087 | 0 | 0 | 125.5691 | 0 | 125.5691 | 33.7691 | 0.78346 | 4.6143 | 39.0274 | 139.7087 | 0.27935 | 14.2707 | 0 | 0 | 53.2981 | 139.7087 | 0.38149
Category Totals (2000 $) |  | Savings Weighted Measure Data | [7 empty] | Savings |  |  | PV Costs |  |  |  | Lvl Cst | PV Bulk Power System Benefits | [5 empty] | PV Regional Benefits
| Category | Weighted Measure Life | Site Savings (kWh) | Capital Cost ($/unit) | Annual O&M Cost ($/unit) | Per. Repl. Cost ($/unit) | Load Shape | Weighted Load Factor | Weighted Coinc. Factor | Bulk Energy (kWh) | Bulk Demand (kw) | Local Demand (kW) | PV Capital | PV Annual O&M | PV Period. Repl. | PV Total Costs | Levelized Cost mills/kWh | Energy | Bulk T&D Def. Cap. | Act C-E Credit | Total System Benefit | Total non-Consumer Cost | Bulk System B/C Ratio | Local T&D Def.Cap. | Non-E Value | Exter-nalities | Total Regional Benefit | Total Regional Cost | Total Regional B/C Ratio
| FLOOR R33 | 45 | 328.0088 | 139.71 | 0 | 0 |  | 0.178 | 0.366 | 353.0194 | 0.082862 | 0.2264 | 139.7087 | 0 | 0 | 139.7087 | 19.1 | 222.0078 | 5.1507 | 30.3354 | 256.5768 | 139.7087 | 1.8365 | 93.8199 | 0 | 0 | 350.3967 | 139.7087 | 2.5081
| ATTIC R25 | 45 | 94.2513 | 43.2 | 0 | 0 |  | 0.178 | 0.366 | 101.4379 | 0.02381 | 0.065054 | 43.2 | 0 | 0 | 43.2 | 20.5538 | 63.7926 | 1.48 | 8.7167 | 73.7257 | 43.2 | 1.7066 | 26.9586 | 0 | 0 | 100.6843 | 43.2 | 2.3307
| VAULT R25 | 45 | 122.2644 | 56.59 | 0 | 0 |  | 0.178 | 0.366 | 131.5871 | 0.030887 | 0.08439 | 56.592 | 0 | 0 | 56.592 | 20.7564 | 82.7529 | 1.9199 | 11.3075 | 95.6383 | 56.592 | 1.69 | 34.9711 | 0 | 0 | 130.6095 | 56.592 | 2.3079
| ATTIC R30 | 45 | 57.1837 | 34.56 | 0 | 0 |  | 0.178 | 0.366 | 61.544 | 0.014446 | 0.039469 | 34.56 | 0 | 0 | 34.56 | 27.1018 | 38.7039 | 0.89795 | 5.2886 | 44.7306 | 34.56 | 1.2943 | 16.3562 | 0 | 0 | 61.0867 | 34.56 | 1.7676
| VAULT R30 | 45 | 74.9107 | 45.27 | 0 | 0 |  | 0.178 | 0.366 | 80.6226 | 0.018924 | 0.051705 | 45.2736 | 0 | 0 | 45.2736 | 27.1018 | 50.7022 | 1.1763 | 6.928 | 58.597 | 45.2736 | 1.2943 | 21.4266 | 0 | 0 | 80.0236 | 45.2736 | 1.7676
| WINDOW CL40 | 45 | 303.8486 | 221.56 | 0 | 0 |  | 0.178 | 0.366 | 327.017 | 0.076759 | 0.20972 | 221.5599 | 0 | 0 | 221.5599 | 32.6987 | 205.6554 | 4.7713 | 28.101 | 237.6781 | 221.5599 | 1.0727 | 86.9094 | 0 | 0 | 324.5875 | 221.5599 | 1.465
| WINDOW CL35 | 45 | 154.9705 | 116 | 0 | 0 |  | 0.178 | 0.366 | 166.787 | 0.039149 | 0.10696 | 116 | 0 | 0 | 116 | 33.5664 | 104.8895 | 2.4335 | 14.3322 | 121.2219 | 116 | 1.045 | 44.326 | 0 | 0 | 165.5479 | 116 | 1.4271
| WALL R21 ADV | 45 | 175.0098 | 155.63 | 0 | 0 |  | 0.178 | 0.366 | 188.3543 | 0.044211 | 0.1208 | 155.6279 | 0 | 0 | 155.6279 | 39.8769 | 118.4528 | 2.7482 | 16.1855 | 136.8971 | 155.6279 | 0.87964 | 50.0578 | 0 | 0 | 186.955 | 155.6279 | 1.2013
| ATTIC R38 | 45 | 55.2091 | 51.84 | 0 | 0 |  | 0.178 | 0.366 | 59.4188 | 0.013947 | 0.038107 | 51.84 | 0 | 0 | 51.84 | 42.1066 | 37.3675 | 0.86695 | 5.1059 | 43.186 | 51.84 | 0.83306 | 15.7914 | 0 | 0 | 58.9774 | 51.84 | 1.1377
| VAULT R38 | 45 | 42.4412 | 67.91 | 0 | 0 |  | 0.178 | 0.366 | 45.6773 | 0.010722 | 0.029294 | 67.9104 | 0 | 0 | 67.9104 | 71.7538 | 28.7257 | 0.66645 | 3.9251 | 33.1986 | 67.9104 | 0.48886 | 12.1394 | 0 | 0 | 45.338 | 67.9104 | 0.66762
| ATTIC R49 | 45 | 43.1972 | 77.76 | 0 | 0 |  | 0.178 | 0.366 | 46.4909 | 0.010913 | 0.029816 | 77.76 | 0 | 0 | 77.76 | 80.723 | 29.2374 | 0.67832 | 3.995 | 33.7899 | 77.76 | 0.43454 | 12.3556 | 0 | 0 | 46.1455 | 77.76 | 0.59344
| FLOOR R44 | 45 | 49.8927 | 139.71 | 0 | 0 |  | 0.178 | 0.366 | 53.697 | 0.012604 | 0.034437 | 139.7087 | 0 | 0 | 139.7087 | 125.5691 | 33.7691 | 0.78346 | 4.6143 | 39.0274 | 139.7087 | 0.27935 | 14.2707 | 0 | 0 | 53.2981 | 139.7087 | 0.38149
Totals for Measures/Categories with Benefits Exceeding Costs
| Totals Basis | Busbar Savings | PV Cost | First Cost | Admin Cost | Program Cost | Program $/KWa | Levelized Cost | PV Benefits | B/C Ratio
| Measures with B/C>1.00 | 728.211 | 319.3343 | 319.33 | 63.8669 | 383.2012 | 4609.7109 | 25.3968 | 457.9594 | 1.1951
| Categories with B/C>1.00 | 0 | 0 | 0 | 0 | 0 | 0 | 0 | 1016.0567 | 0
| % of Measures with B/C >1.00 | 898.6646 | 756.566 | 756.5663 | 151.3133 | 907.8792 | 8849.8223 | 48.7573 | 565.1547 | 0.6225
| Block 1: x <=10 m/kWh | 0 | 0 | 0 | 0 | 0 | 0 | 0 | 0 | 0
| Block 2: 10< x <=20 m/kWh | 0 | 0 | 0 | 0 | 0 | 0 | 0 | 0 | 0
| Block 3: 20< x <=30 m/kWh | 586.0444 | 239.5007 | 239.5 | 47.9002 | 287.4009 | 4295.9741 | 23.6683 | 368.5533 | 1.2824
| Block 4: 30< x <=40 m/kWh | 469.1836 | 301.3935 | 301.39 | 60.2787 | 361.6722 | 6752.6836 | 37.2033 | 295.0615 | 0.81583
| Block 5: 40< x <=50 m/kWh | 355.1413 | 271.6279 | 271.63 | 54.3256 | 325.9535 | 8040.0464 | 44.2959 | 223.3423 | 0.6852
| Block 6: 50< x <=60 m/kWh | 59.4188 | 51.84 | 51.84 | 10.368 | 62.208 | 9171.2002 | 50.5279 | 37.3675 | 0.60069
| Block 7: 60m/kWh < x | 145.8653 | 285.3791 | 285.38 | 57.0758 | 342.4549 | 20566.2676 | 113.3081 | 91.7322 | 0.26787

## 1568 SF
Data Set Name
1568
Input Data | [7 empty] | Periodic O&M
Category Name | Measure Name | Savings (kWh/yr.) | Life (yr.) | Capital Cost | Annual O&M | Shape Pointer | Non-E Val ($/yr.) | Cost 1 ($) | Period 1 | Cost 2 ($) | Period 2 | Cost 3 ($) | Period 3
FLOOR R33 | FLOOR R33 | 582.8165 | 45 | 237.0816 | 0 | ResSHNEW
ATTIC R25 | ATTIC R25 | 223.0234 | 45 | 98.064 | 0 | ResSHNEW
VAULT R25 | VAULT R25 | 159.494 | 45 | 71.28 | 0 | ResSHNEW
ATTIC R30 | ATTIC R30 | 137.1406 | 45 | 78.4512 | 0 | ResSHNEW
VAULT R30 | VAULT R30 | 99.6837 | 45 | 57.024 | 0 | ResSHNEW
WINDOW CL40 | WINDOW CL40 | 533.1491 | 45 | 374.36 | 0 | ResSHNEW
WINDOW CL35 | WINDOW CL35 | 273.2958 | 45 | 196 | 0 | ResSHNEW
WALL R21 ADV | WALL R21 ADV | 177.5985 | 45 | 152.361 | 0 | ResSHNEW
ATTIC R38 | ATTIC R38 | 129.9088 | 45 | 117.6768 | 0 | ResSHNEW
VAULT R38 | VAULT R38 | 56.6563 | 45 | 85.536 | 0 | ResSHNEW
ATTIC R49 | ATTIC R49 | 103.9271 | 45 | 176.5152 | 0 | ResSHNEW
FLOOR R44 | FLOOR R44 | 89.291 | 45 | 237.0816 | 0 | ResSHNEW
ProCost Results, Version 1.70a: JPH 03/07/01, 01:40 PM 3/2/2004
Measure Results (2000 $) |  | Measure Input Data | [7 empty] | Savings |  |  | PV Capital |  |  |  | PV O&M |  | Total PV Costs |  |  |  |  | Levelized Cost (mills/kwh) |  |  |  |  | PV Bulk Power System Benefits | [5 empty] | PV Regional Benefits
Category | Measure | Measure Life | Site Savings (kWh) | Capital Cost ($/unit) | Annual O&M Cost ($/unit) | PV Per. Repl. Cost ($/unit) | Load Shape | Div. Load Factor | Bulk Pwr Coin. Factor | Bulk Energy (kWh) | Bulk Demand (kw) | Local Demand (kW) | Spon 1 | Spon 2 | Spon 3 | Cust | Utility | Cust | Spon 1 | Spon 2 | Spon 3 | Cust | Total | Spon 1 | Spon 2 | Spon 3 | Cust | Total | Energy | Bulk T&D Def. Cap. | Act C-E Credit | Total System Benefit | Total non-Consumer Cost | Bulk System B/C Ratio | Local T&D Def.Cap. | Non-E Value | Exter-nalities | Total Regional Benefit | Total Regional Cost | Total Regional B/C Ratio
FLOOR R33 | FLOOR R33 | 45 | 582.8165 | 237.08 | 0 | 0 | ResSHNEW | 0.178 | 0.366 | 627.2563 | 0.14723 | 0.40227 |  |  | 237.0815 | 0 | 0 | 0 | 0 | 0 | 237.0815 | 0 | 237.0815 | 0 | 0 | 18.2416 | 0 | 18.2416 | 394.4707 | 9.152 | 53.901 | 455.894 | 237.0815 | 1.9229 | 166.7023 | 0 | 0 | 622.5962 | 237.0815 | 2.6261
ATTIC R25 | ATTIC R25 | 45 | 223.0234 | 98.06 | 0 | 0 | ResSHNEW | 0.178 | 0.366 | 240.029 | 0.05634 | 0.15394 |  |  | 98.064 | 0 | 0 | 0 | 0 | 0 | 98.064 | 0 | 98.064 | 0 | 0 | 19.7176 | 0 | 19.7177 | 150.9501 | 3.5021 | 20.626 | 174.4546 | 98.064 | 1.779 | 63.7911 | 0 | 0 | 238.2457 | 98.064 | 2.4295
VAULT R25 | VAULT R25 | 45 | 159.494 | 71.28 | 0 | 0 | ResSHNEW | 0.178 | 0.366 | 171.6554 | 0.040292 | 0.11009 |  |  | 71.28 | 0 | 0 | 0 | 0 | 0 | 71.28 | 0 | 71.28 | 0 | 0 | 20.041 | 0 | 20.041 | 107.9511 | 2.5045 | 14.7506 | 124.7602 | 71.28 | 1.7503 | 45.6198 | 0 | 0 | 170.3801 | 71.28 | 2.3903
ATTIC R30 | ATTIC R30 | 45 | 137.1406 | 78.45 | 0 | 0 | ResSHNEW | 0.178 | 0.366 | 147.5976 | 0.034645 | 0.094658 |  |  | 78.4512 | 0 | 0 | 0 | 0 | 0 | 78.4512 | 0 | 78.4512 | 0 | 0 | 25.6525 | 0 | 25.6525 | 92.8216 | 2.1535 | 12.6833 | 107.2749 | 78.4512 | 1.3674 | 39.2262 | 0 | 0 | 146.5011 | 78.4512 | 1.8674
VAULT R30 | VAULT R30 | 45 | 99.6837 | 57.02 | 0 | 0 | ResSHNEW | 0.178 | 0.366 | 107.2846 | 0.025182 | 0.068804 |  |  | 57.024 | 0 | 0 | 0 | 0 | 0 | 57.024 | 0 | 57.024 | 0 | 0 | 25.6525 | 0 | 25.6525 | 67.4694 | 1.5653 | 9.2191 | 77.9751 | 57.024 | 1.3674 | 28.5124 | 0 | 0 | 106.4876 | 57.024 | 1.8674
WINDOW CL40 | WINDOW CL40 | 45 | 533.1491 | 374.36 | 0 | 0 | ResSHNEW | 0.178 | 0.366 | 573.8017 | 0.13468 | 0.36799 |  |  | 374.3599 | 0 | 0 | 0 | 0 | 0 | 374.3599 | 0 | 374.3599 | 0 | 0 | 31.4874 | 0 | 31.4874 | 360.854 | 8.372 | 49.3076 | 417.0428 | 374.3599 | 1.114 | 152.496 | 0 | 0 | 569.5388 | 374.3599 | 1.5214
WINDOW CL35 | WINDOW CL35 | 45 | 273.2958 | 196 | 0 | 0 | ResSHNEW | 0.178 | 0.366 | 294.1346 | 0.06904 | 0.18863 |  |  | 195.9999 | 0 | 0 | 0 | 0 | 0 | 195.9999 | 0 | 195.9999 | 0 | 0 | 32.1602 | 0 | 32.1602 | 184.9762 | 4.2916 | 25.2754 | 213.779 | 195.9999 | 1.0907 | 78.1704 | 0 | 0 | 291.9494 | 195.9999 | 1.4895
WALL R21 ADV | WALL R21 ADV | 45 | 177.5985 | 152.36 | 0 | 0 | ResSHNEW | 0.178 | 0.366 | 191.1404 | 0.044865 | 0.12258 |  |  | 152.3609 | 0 | 0 | 0 | 0 | 0 | 152.3609 | 0 | 152.3609 | 0 | 0 | 38.4707 | 0 | 38.4707 | 120.2049 | 2.7888 | 16.425 | 138.9221 | 152.3609 | 0.9118 | 50.7983 | 0 | 0 | 189.7204 | 152.3609 | 1.2452
ATTIC R38 | ATTIC R38 | 45 | 129.9088 | 117.68 | 0 | 0 | ResSHNEW | 0.178 | 0.366 | 139.8144 | 0.032818 | 0.089666 |  |  | 117.6768 | 0 | 0 | 0 | 0 | 0 | 117.6768 | 0 | 117.6768 | 0 | 0 | 40.6208 | 0 | 40.6208 | 87.9269 | 2.04 | 12.0144 | 101.618 | 117.6768 | 0.86353 | 37.1576 | 0 | 0 | 138.7757 | 117.6768 | 1.1793
VAULT R38 | VAULT R38 | 45 | 56.6563 | 85.54 | 0 | 0 | ResSHNEW | 0.178 | 0.366 | 60.9763 | 0.014313 | 0.039105 |  |  | 85.536 | 0 | 0 | 0 | 0 | 0 | 85.536 | 0 | 85.536 | 0 | 0 | 67.7013 | 0 | 67.7013 | 38.347 | 0.88967 | 5.2398 | 44.318 | 85.536 | 0.51812 | 16.2053 | 0 | 0 | 60.5233 | 85.536 | 0.70758
ATTIC R49 | ATTIC R49 | 45 | 103.9271 | 176.52 | 0 | 0 | ResSHNEW | 0.178 | 0.366 | 111.8515 | 0.026254 | 0.071733 |  |  | 176.5151 | 0 | 0 | 0 | 0 | 0 | 176.5151 | 0 | 176.5151 | 0 | 0 | 76.164 | 0 | 76.164 | 70.3415 | 1.632 | 9.6116 | 81.2944 | 176.5151 | 0.46055 | 29.7261 | 0 | 0 | 111.0205 | 176.5151 | 0.62896
FLOOR R44 | FLOOR R44 | 45 | 89.291 | 237.08 | 0 | 0 | ResSHNEW | 0.178 | 0.366 | 96.0995 | 0.022557 | 0.061631 |  |  | 237.0815 | 0 | 0 | 0 | 0 | 0 | 237.0815 | 0 | 237.0815 | 0 | 0 | 119.0656 | 0 | 119.0656 | 60.4353 | 1.4021 | 8.258 | 69.8457 | 237.0815 | 0.29461 | 25.5398 | 0 | 0 | 95.3855 | 237.0815 | 0.40233
Category Totals (2000 $) |  | Savings Weighted Measure Data | [7 empty] | Savings |  |  | PV Costs |  |  |  | Lvl Cst | PV Bulk Power System Benefits | [5 empty] | PV Regional Benefits
| Category | Weighted Measure Life | Site Savings (kWh) | Capital Cost ($/unit) | Annual O&M Cost ($/unit) | Per. Repl. Cost ($/unit) | Load Shape | Weighted Load Factor | Weighted Coinc. Factor | Bulk Energy (kWh) | Bulk Demand (kw) | Local Demand (kW) | PV Capital | PV Annual O&M | PV Period. Repl. | PV Total Costs | Levelized Cost mills/kWh | Energy | Bulk T&D Def. Cap. | Act C-E Credit | Total System Benefit | Total non-Consumer Cost | Bulk System B/C Ratio | Local T&D Def.Cap. | Non-E Value | Exter-nalities | Total Regional Benefit | Total Regional Cost | Total Regional B/C Ratio
| FLOOR R33 | 45 | 582.8165 | 237.08 | 0 | 0 |  | 0.178 | 0.366 | 627.2563 | 0.14723 | 0.40227 | 237.0815 | 0 | 0 | 237.0815 | 18.2416 | 394.4707 | 9.152 | 53.901 | 455.894 | 237.0815 | 1.9229 | 166.7023 | 0 | 0 | 622.5962 | 237.0815 | 2.6261
| ATTIC R25 | 45 | 223.0234 | 98.06 | 0 | 0 |  | 0.178 | 0.366 | 240.029 | 0.05634 | 0.15394 | 98.064 | 0 | 0 | 98.064 | 19.7177 | 150.9501 | 3.5021 | 20.626 | 174.4546 | 98.064 | 1.779 | 63.7911 | 0 | 0 | 238.2457 | 98.064 | 2.4295
| VAULT R25 | 45 | 159.494 | 71.28 | 0 | 0 |  | 0.178 | 0.366 | 171.6554 | 0.040292 | 0.11009 | 71.28 | 0 | 0 | 71.28 | 20.041 | 107.9511 | 2.5045 | 14.7506 | 124.7602 | 71.28 | 1.7503 | 45.6198 | 0 | 0 | 170.3801 | 71.28 | 2.3903
| VAULT R30 | 45 | 99.6837 | 57.02 | 0 | 0 |  | 0.178 | 0.366 | 107.2846 | 0.025182 | 0.068804 | 57.024 | 0 | 0 | 57.024 | 25.6525 | 67.4694 | 1.5653 | 9.2191 | 77.9751 | 57.024 | 1.3674 | 28.5124 | 0 | 0 | 106.4876 | 57.024 | 1.8674
| ATTIC R30 | 45 | 137.1406 | 78.45 | 0 | 0 |  | 0.178 | 0.366 | 147.5976 | 0.034645 | 0.094658 | 78.4512 | 0 | 0 | 78.4512 | 25.6525 | 92.8216 | 2.1535 | 12.6833 | 107.2749 | 78.4512 | 1.3674 | 39.2262 | 0 | 0 | 146.5011 | 78.4512 | 1.8674
| WINDOW CL40 | 45 | 533.1491 | 374.36 | 0 | 0 |  | 0.178 | 0.366 | 573.8017 | 0.13468 | 0.36799 | 374.3599 | 0 | 0 | 374.3599 | 31.4874 | 360.854 | 8.372 | 49.3076 | 417.0428 | 374.3599 | 1.114 | 152.496 | 0 | 0 | 569.5388 | 374.3599 | 1.5214
| WINDOW CL35 | 45 | 273.2958 | 196 | 0 | 0 |  | 0.178 | 0.366 | 294.1346 | 0.06904 | 0.18863 | 195.9999 | 0 | 0 | 195.9999 | 32.1602 | 184.9762 | 4.2916 | 25.2754 | 213.779 | 195.9999 | 1.0907 | 78.1704 | 0 | 0 | 291.9494 | 195.9999 | 1.4895
| WALL R21 ADV | 45 | 177.5985 | 152.36 | 0 | 0 |  | 0.178 | 0.366 | 191.1404 | 0.044865 | 0.12258 | 152.3609 | 0 | 0 | 152.3609 | 38.4707 | 120.2049 | 2.7888 | 16.425 | 138.9221 | 152.3609 | 0.9118 | 50.7983 | 0 | 0 | 189.7204 | 152.3609 | 1.2452
| ATTIC R38 | 45 | 129.9088 | 117.68 | 0 | 0 |  | 0.178 | 0.366 | 139.8144 | 0.032818 | 0.089666 | 117.6768 | 0 | 0 | 117.6768 | 40.6208 | 87.9269 | 2.04 | 12.0144 | 101.618 | 117.6768 | 0.86353 | 37.1576 | 0 | 0 | 138.7757 | 117.6768 | 1.1793
| VAULT R38 | 45 | 56.6563 | 85.54 | 0 | 0 |  | 0.178 | 0.366 | 60.9763 | 0.014313 | 0.039105 | 85.536 | 0 | 0 | 85.536 | 67.7013 | 38.347 | 0.88967 | 5.2398 | 44.318 | 85.536 | 0.51812 | 16.2053 | 0 | 0 | 60.5233 | 85.536 | 0.70758
| ATTIC R49 | 45 | 103.9271 | 176.52 | 0 | 0 |  | 0.178 | 0.366 | 111.8515 | 0.026254 | 0.071733 | 176.5151 | 0 | 0 | 176.5151 | 76.164 | 70.3415 | 1.632 | 9.6116 | 81.2944 | 176.5151 | 0.46055 | 29.7261 | 0 | 0 | 111.0205 | 176.5151 | 0.62896
| FLOOR R44 | 45 | 89.291 | 237.08 | 0 | 0 |  | 0.178 | 0.366 | 96.0995 | 0.022557 | 0.061631 | 237.0815 | 0 | 0 | 237.0815 | 119.0656 | 60.4353 | 1.4021 | 8.258 | 69.8457 | 237.0815 | 0.29461 | 25.5398 | 0 | 0 | 95.3855 | 237.0815 | 0.40233
Totals for Measures/Categories with Benefits Exceeding Costs
| Totals Basis | Busbar Savings | PV Cost | First Cost | Admin Cost | Program Cost | Program $/KWa | Levelized Cost | PV Benefits | B/C Ratio
| Measures with B/C>1.00 | 1293.8229 | 541.9006 | 541.9 | 108.3802 | 650.2808 | 4402.8125 | 24.2569 | 813.663 | 1.2512
| Categories with B/C>1.00 | 0 | 0 | 0 | 0 | 0 | 0 | 0 | 1736.7487 | 0
| % of Measures with B/C >1.00 | 1661.7593 | 1267.6445 | 1267.645 | 253.529 | 1521.1735 | 8018.8989 | 44.1794 | 1045.0519 | 0.687
| Block 1: x <=10 m/kWh | 0 | 0 | 0 | 0 | 0 | 0 | 0 | 0 | 0
| Block 2: 10< x <=20 m/kWh | 0 | 0 | 0 | 0 | 0 | 0 | 0 | 0 | 0
| Block 3: 20< x <=30 m/kWh | 1038.9407 | 406.4254 | 406.43 | 81.2851 | 487.7106 | 4112.2124 | 22.6559 | 653.3719 | 1.3397
| Block 4: 30< x <=40 m/kWh | 1122.8186 | 705.8349 | 705.84 | 141.167 | 847.002 | 6608.1357 | 36.4069 | 706.1213 | 0.83367
| Block 5: 40< x <=50 m/kWh | 330.9548 | 270.0377 | 270.04 | 54.0076 | 324.0453 | 8577.1133 | 47.2549 | 208.1318 | 0.64229
| Block 6: 50< x <=60 m/kWh | 0 | 0 | 0 | 0 | 0 | 0 | 0 | 0 | 0
| Block 7: 60m/kWh < x | 268.9273 | 499.1326 | 499.13 | 99.8266 | 598.9592 | 19510.4141 | 107.4909 | 169.1237 | 0.28236

## 2352 SF
Data Set Name
2352
Input Data | [7 empty] | Periodic O&M
Category Name | Measure Name | Savings (kWh/yr.) | Life (yr.) | Capital Cost | Annual O&M | Shape Pointer | Non-E Val ($/yr.) | Cost 1 ($) | Period 1 | Cost 2 ($) | Period 2 | Cost 3 ($) | Period 3
FLOOR R33 | FLOOR R33 | 897.4568 | 45 | 355.6224 | 0 | ResSHNEW
ATTIC R30 | ATTIC R30 | 171.133 | 45 | 94.3488 | 0 | ResSHNEW
VAULT R30 | VAULT R30 | 243.5902 | 45 | 134.6112 | 0 | ResSHNEW
WINDOW CL40 | WINDOW CL40 | 1004.2796 | 45 | 674.23 | 0 | ResSHNEW
WINDOW CL35 | WINDOW CL35 | 517.417 | 45 | 353 | 0 | ResSHNEW
WALL R21 ADV | WALL R21 ADV | 192.2842 | 45 | 157.2615 | 0 | ResSHNEW
ATTIC R38 | ATTIC R38 | 165.2301 | 45 | 141.5232 | 0 | ResSHNEW
VAULT R38 | VAULT R38 | 140.4686 | 45 | 201.9168 | 0 | ResSHNEW
ATTIC R49 | ATTIC R49 | 130.7719 | 45 | 212.2848 | 0 | ResSHNEW
FLOOR R44 | FLOOR R44 | 140.8313 | 45 | 355.6224 | 0 | ResSHNEW
ProCost Results, Version 1.70a: JPH 03/07/01, 01:40 PM 3/2/2004
Measure Results (2000 $) |  | Measure Input Data | [7 empty] | Savings |  |  | PV Capital |  |  |  | PV O&M |  | Total PV Costs |  |  |  |  | Levelized Cost (mills/kwh) |  |  |  |  | PV Bulk Power System Benefits | [5 empty] | PV Regional Benefits
Category | Measure | Measure Life | Site Savings (kWh) | Capital Cost ($/unit) | Annual O&M Cost ($/unit) | PV Per. Repl. Cost ($/unit) | Load Shape | Div. Load Factor | Bulk Pwr Coin. Factor | Bulk Energy (kWh) | Bulk Demand (kw) | Local Demand (kW) | Spon 1 | Spon 2 | Spon 3 | Cust | Utility | Cust | Spon 1 | Spon 2 | Spon 3 | Cust | Total | Spon 1 | Spon 2 | Spon 3 | Cust | Total | Energy | Bulk T&D Def. Cap. | Act C-E Credit | Total System Benefit | Total non-Consumer Cost | Bulk System B/C Ratio | Local T&D Def.Cap. | Non-E Value | Exter-nalities | Total Regional Benefit | Total Regional Cost | Total Regional B/C Ratio
FLOOR R33 | FLOOR R33 | 45 | 897.4568 | 355.62 | 0 | 0 | ResSHNEW | 0.178 | 0.366 | 965.8879 | 0.22672 | 0.61944 |  |  | 355.6223 | 0 | 0 | 0 | 0 | 0 | 355.6223 | 0 | 355.6223 | 0 | 0 | 17.7694 | 0 | 17.7694 | 607.4303 | 14.0927 | 83.0001 | 702.0136 | 355.6223 | 1.974 | 256.6984 | 0 | 0 | 958.712 | 355.6223 | 2.6959
ATTIC R30 | ATTIC R30 | 45 | 171.133 | 94.35 | 0 | 0 | ResSHNEW | 0.178 | 0.366 | 184.1819 | 0.043232 | 0.11812 |  |  | 94.3488 | 0 | 0 | 0 | 0 | 0 | 94.3488 | 0 | 94.3488 | 0 | 0 | 24.7229 | 0 | 24.7229 | 115.8288 | 2.6873 | 15.827 | 133.8646 | 94.3488 | 1.4188 | 48.9489 | 0 | 0 | 182.8135 | 94.3488 | 1.9376
VAULT R30 | VAULT R30 | 45 | 243.5902 | 134.61 | 0 | 0 | ResSHNEW | 0.178 | 0.366 | 262.1639 | 0.061536 | 0.16813 |  |  | 134.6111 | 0 | 0 | 0 | 0 | 0 | 134.6111 | 0 | 134.6111 | 0 | 0 | 24.7809 | 0 | 24.7809 | 164.8704 | 3.8251 | 22.5281 | 190.5424 | 134.6111 | 1.4155 | 69.6738 | 0 | 0 | 260.2162 | 134.6111 | 1.9331
WINDOW CL40 | WINDOW CL40 | 45 | 1004.2796 | 674.23 | 0 | 0 | ResSHNEW | 0.178 | 0.366 | 1080.8559 | 0.2537 | 0.69318 |  |  | 674.2297 | 0 | 0 | 0 | 0 | 0 | 674.2297 | 0 | 674.2297 | 0 | 0 | 30.1058 | 0 | 30.1058 | 679.7317 | 15.7702 | 92.8795 | 785.5731 | 674.2297 | 1.1651 | 287.2528 | 0 | 0 | 1072.8259 | 674.2297 | 1.5912
WINDOW CL35 | WINDOW CL35 | 45 | 517.417 | 353 | 0 | 0 | ResSHNEW | 0.178 | 0.366 | 556.87 | 0.13071 | 0.35713 |  |  | 352.9999 | 0 | 0 | 0 | 0 | 0 | 352.9999 | 0 | 352.9999 | 0 | 0 | 30.5936 | 0 | 30.5936 | 350.206 | 8.125 | 47.8526 | 404.7368 | 352.9999 | 1.1466 | 147.9961 | 0 | 0 | 552.7329 | 352.9999 | 1.5658
WALL R21 ADV | WALL R21 ADV | 45 | 192.2842 | 157.26 | 0 | 0 | ResSHNEW | 0.178 | 0.366 | 206.9459 | 0.048575 | 0.13272 |  |  | 157.2614 | 0 | 0 | 0 | 0 | 0 | 157.2614 | 0 | 157.2614 | 0 | 0 | 36.6754 | 0 | 36.6754 | 130.1447 | 3.0194 | 17.7831 | 150.4096 | 157.2614 | 0.95643 | 54.9988 | 0 | 0 | 205.4084 | 157.2614 | 1.3062
ATTIC R38 | ATTIC R38 | 45 | 165.2301 | 141.52 | 0 | 0 | ResSHNEW | 0.178 | 0.366 | 177.8289 | 0.041741 | 0.11405 |  |  | 141.5231 | 0 | 0 | 0 | 0 | 0 | 141.5231 | 0 | 141.5231 | 0 | 0 | 38.4091 | 0 | 38.4091 | 111.8335 | 2.5946 | 15.2811 | 129.2472 | 141.5231 | 0.91326 | 47.2605 | 0 | 0 | 176.5077 | 141.5231 | 1.2472
VAULT R38 | VAULT R38 | 45 | 140.4686 | 201.92 | 0 | 0 | ResSHNEW | 0.178 | 0.366 | 151.1794 | 0.035485 | 0.096955 |  |  | 201.9167 | 0 | 0 | 0 | 0 | 0 | 201.9167 | 0 | 201.9167 | 0 | 0 | 64.4598 | 0 | 64.4598 | 95.0741 | 2.2058 | 12.9911 | 109.8781 | 201.9167 | 0.54418 | 40.1781 | 0 | 0 | 150.0562 | 201.9167 | 0.74316
ATTIC R49 | ATTIC R49 | 45 | 130.7719 | 212.28 | 0 | 0 | ResSHNEW | 0.178 | 0.366 | 140.7433 | 0.033036 | 0.090262 |  |  | 212.2847 | 0 | 0 | 0 | 0 | 0 | 212.2847 | 0 | 212.2847 | 0 | 0 | 72.7948 | 0 | 72.7948 | 88.511 | 2.0535 | 12.0943 | 102.2931 | 212.2847 | 0.48187 | 37.4045 | 0 | 0 | 139.6977 | 212.2847 | 0.65807
FLOOR R44 | FLOOR R44 | 45 | 140.8313 | 355.62 | 0 | 0 | ResSHNEW | 0.178 | 0.366 | 151.5697 | 0.035577 | 0.097205 |  |  | 355.6223 | 0 | 0 | 0 | 0 | 0 | 355.6223 | 0 | 355.6223 | 0 | 0 | 113.2364 | 0 | 113.2364 | 95.3196 | 2.2115 | 13.0246 | 110.1618 | 355.6223 | 0.30977 | 40.2818 | 0 | 0 | 150.4436 | 355.6223 | 0.42304
Category Totals (2000 $) |  | Savings Weighted Measure Data | [7 empty] | Savings |  |  | PV Costs |  |  |  | Lvl Cst | PV Bulk Power System Benefits | [5 empty] | PV Regional Benefits
| Category | Weighted Measure Life | Site Savings (kWh) | Capital Cost ($/unit) | Annual O&M Cost ($/unit) | Per. Repl. Cost ($/unit) | Load Shape | Weighted Load Factor | Weighted Coinc. Factor | Bulk Energy (kWh) | Bulk Demand (kw) | Local Demand (kW) | PV Capital | PV Annual O&M | PV Period. Repl. | PV Total Costs | Levelized Cost mills/kWh | Energy | Bulk T&D Def. Cap. | Act C-E Credit | Total System Benefit | Total non-Consumer Cost | Bulk System B/C Ratio | Local T&D Def.Cap. | Non-E Value | Exter-nalities | Total Regional Benefit | Total Regional Cost | Total Regional B/C Ratio
| FLOOR R33 | 45 | 897.4568 | 355.62 | 0 | 0 |  | 0.178 | 0.366 | 965.8879 | 0.22672 | 0.61944 | 355.6223 | 0 | 0 | 355.6223 | 17.7694 | 607.4303 | 14.0927 | 83.0001 | 702.0136 | 355.6223 | 1.974 | 256.6984 | 0 | 0 | 958.712 | 355.6223 | 2.6959
| ATTIC R30 | 45 | 171.133 | 94.35 | 0 | 0 |  | 0.178 | 0.366 | 184.1819 | 0.043232 | 0.11812 | 94.3488 | 0 | 0 | 94.3488 | 24.7229 | 115.8288 | 2.6873 | 15.827 | 133.8646 | 94.3488 | 1.4188 | 48.9489 | 0 | 0 | 182.8135 | 94.3488 | 1.9376
| VAULT R30 | 45 | 243.5902 | 134.61 | 0 | 0 |  | 0.178 | 0.366 | 262.1639 | 0.061536 | 0.16813 | 134.6111 | 0 | 0 | 134.6111 | 24.7809 | 164.8704 | 3.8251 | 22.5281 | 190.5424 | 134.6111 | 1.4155 | 69.6738 | 0 | 0 | 260.2162 | 134.6111 | 1.9331
| WINDOW CL40 | 45 | 1004.2796 | 674.23 | 0 | 0 |  | 0.178 | 0.366 | 1080.8559 | 0.2537 | 0.69318 | 674.2297 | 0 | 0 | 674.2297 | 30.1058 | 679.7317 | 15.7702 | 92.8795 | 785.5731 | 674.2297 | 1.1651 | 287.2528 | 0 | 0 | 1072.8259 | 674.2297 | 1.5912
| WINDOW CL35 | 45 | 517.417 | 353 | 0 | 0 |  | 0.178 | 0.366 | 556.87 | 0.13071 | 0.35713 | 352.9999 | 0 | 0 | 352.9999 | 30.5936 | 350.206 | 8.125 | 47.8526 | 404.7368 | 352.9999 | 1.1466 | 147.9961 | 0 | 0 | 552.7329 | 352.9999 | 1.5658
| WALL R21 ADV | 45 | 192.2842 | 157.26 | 0 | 0 |  | 0.178 | 0.366 | 206.9459 | 0.048575 | 0.13272 | 157.2614 | 0 | 0 | 157.2614 | 36.6754 | 130.1447 | 3.0194 | 17.7831 | 150.4096 | 157.2614 | 0.95643 | 54.9988 | 0 | 0 | 205.4084 | 157.2614 | 1.3062
| ATTIC R38 | 45 | 165.2301 | 141.52 | 0 | 0 |  | 0.178 | 0.366 | 177.8289 | 0.041741 | 0.11405 | 141.5231 | 0 | 0 | 141.5231 | 38.4091 | 111.8335 | 2.5946 | 15.2811 | 129.2472 | 141.5231 | 0.91326 | 47.2605 | 0 | 0 | 176.5077 | 141.5231 | 1.2472
| VAULT R38 | 45 | 140.4686 | 201.92 | 0 | 0 |  | 0.178 | 0.366 | 151.1794 | 0.035485 | 0.096955 | 201.9167 | 0 | 0 | 201.9167 | 64.4598 | 95.0741 | 2.2058 | 12.9911 | 109.8781 | 201.9167 | 0.54418 | 40.1781 | 0 | 0 | 150.0562 | 201.9167 | 0.74316
| ATTIC R49 | 45 | 130.7719 | 212.28 | 0 | 0 |  | 0.178 | 0.366 | 140.7433 | 0.033036 | 0.090262 | 212.2847 | 0 | 0 | 212.2847 | 72.7948 | 88.511 | 2.0535 | 12.0943 | 102.2931 | 212.2847 | 0.48187 | 37.4045 | 0 | 0 | 139.6977 | 212.2847 | 0.65807
| FLOOR R44 | 45 | 140.8313 | 355.62 | 0 | 0 |  | 0.178 | 0.366 | 151.5697 | 0.035577 | 0.097205 | 355.6223 | 0 | 0 | 355.6223 | 113.2364 | 95.3196 | 2.2115 | 13.0246 | 110.1618 | 355.6223 | 0.30977 | 40.2818 | 0 | 0 | 150.4436 | 355.6223 | 0.42304
Totals for Measures/Categories with Benefits Exceeding Costs
| Totals Basis | Busbar Savings | PV Cost | First Cost | Admin Cost | Program Cost | Program $/KWa | Levelized Cost | PV Benefits | B/C Ratio
| Measures with B/C>1.00 | 2493.0896 | 1258.8119 | 1258.81 | 251.7625 | 1510.5744 | 5307.7241 | 29.2424 | 1567.8612 | 1.0379
| Categories with B/C>1.00 | 0 | 0 | 0 | 0 | 0 | 0 | 0 | 2438.9502 | 0
| % of Measures with B/C >1.00 | 2244.878 | 1804.6721 | 1804.6727 | 360.9345 | 2165.6067 | 8450.666 | 46.5582 | 1411.7652 | 0.6519
| Block 1: x <=10 m/kWh | 0 | 0 | 0 | 0 | 0 | 0 | 0 | 0 | 0
| Block 2: 10< x <=20 m/kWh | 0 | 0 | 0 | 0 | 0 | 0 | 0 | 0 | 0
| Block 3: 20< x <=30 m/kWh | 1412.2337 | 584.5822 | 584.58 | 116.9165 | 701.4987 | 4351.3535 | 23.9734 | 888.1295 | 1.266
| Block 4: 30< x <=40 m/kWh | 1637.7259 | 1027.2296 | 1027.23 | 205.446 | 1232.6756 | 6593.4341 | 36.326 | 1029.9377 | 0.83553
| Block 5: 40< x <=50 m/kWh | 384.7748 | 298.7846 | 298.78 | 59.7569 | 358.5415 | 8162.7588 | 44.972 | 241.9783 | 0.6749
| Block 6: 50< x <=60 m/kWh | 0 | 0 | 0 | 0 | 0 | 0 | 0 | 0 | 0
| Block 7: 60m/kWh < x | 443.4923 | 769.8237 | 769.82 | 153.9648 | 923.7885 | 18246.9609 | 100.53 | 278.9047 | 0.30191

## UAOptimizer
|  | Weight | Weight | Weight | [28 empty] | 924 sq. ft Prototype Use | [7 empty] | 1568 sq. ft Prototype Use | [7 empty] | 2352 sq. ft Prototype Use
|  | 4% | 84% | 12% | [10 empty] | 0 | 0 | 0 | 0 |  |  | 0 | 0 | 0 | 0 |  |  | 0 | 0 | 0 | 0
|  | 924 | 1568 | 2352 | 1636.32 |  |  | 924 | 1568 | 2352 |  |  |  |  | Prototype | 924 |  |  |  |  | Prototype | 1568 |  |  |  |  | Prototype | 1568 |  |  |  |  | Sq. Foot |  | 924 | [5 empty] | Sq. Foot |  | 1568 | [5 empty] | Sq. Foot |  | 2352
ConservationMeasure | Uo | Area | Area | Area | 924 | 1568 | 2352 | 924 | 1568 | 2352 | IC/sf (2000$) | 924 | 1568 | 2352 | Measure | $/Delta UA | Delta UA | Delta Cost |  |  | Measure | $/Delta UA | Delta UA | Delta Cost |  |  | Measure | $/Delta UA | Delta UA | Delta Cost |  |  | Envelope |  | 3051 | [5 empty] | Envelope |  | 4410 | [5 empty] | Envelope |  | 6472
WALL R11 | 0.082 | 1048 | 1026 | 1059 | 85.936 | 84.132 | 86.838 | 0 | 0 | 0 | 0 | 0 | 0 | 0 | WALL R11 | 0 | 0 | 0 |  |  | WALL R11 | 0 | 0 | 0 |  |  | WALL R11 | 0 | 0 | 0
WALL R19 | 0.056 | 1048 | 1026 | 1059 | 58.688 | 57.456 | 59.304 | 27.248 | 26.676 | 27.534 | 0.54 | 0 | 0 | 0 | WALL R19 | 0 | 27.248 | 0 |  |  | WALL R19 | 0 | 26.676 | 0 |  |  | WALL R19 | 0 | 27.534 | 0 |  |  | UA | Portland | Seattle | Boise | Spokane | Missoula | UA | Region | UA | Portland | Seattle | Boise | Spokane | Missoula | UA | Region | UA | Portland | Seattle | Boise | Spokane | Missoula | UA | Region
WALL R21 ADV | 0.05 | 1048 | 1026 | 1059 | 52.4 | 51.3 | 52.95 | 6.288 | 6.156 | 6.354 | 0.1485 | 155.628 | 152.361 | 157.2615 | ATTIC R19 | 0 | 0 | 0 |  |  | ATTIC R19 | 0 | 0 | 0 |  |  | ATTIC R19 | 0 | 0 | 0 |  |  | 1165 | 31921.6525 | 36540.7852 | 39788.0164 | 47914.0639 | 55349.1943 | 1165 | 36100.3929 | 1165 | 30041.547 | 34421.9748 | 37200.586 | 45507.7351 | 52925.315 | 1165 | 33938.1623 | 1165 | 27668.2391 | 31695.3999 | 33986.5221 | 42516.32 | 49673.8939 | 1165 | 31192.6566
ATTIC R19 | 0.045 | 400 | 908 | 1092 | 18 | 40.86 | 49.14 | 0 | 0 | 0 | 0 | 0 | 0 | 0 | VAULT R19 | 0 | 0 | 0 |  |  | VAULT R19 | 0 | 0 | 0 |  |  | ATTIC R25 | 0 | 8.736 | 0 |  |  | 1150 | 31423.9086 | 35975.7984 | 39182.2151 | 47201.6408 | 54537.9432 | 1150 | 35543.2376 | 1150 | 29550.8643 | 33861.7345 | 36599.8535 | 44801.7873 | 52116.8473 | 1150 | 33386.4032 | 1150 | 27190.9171 | 31144.8579 | 33399.121 | 41825.1685 | 48870.8468 | 1150 | 30652.3106
ATTIC R25 | 0.037 | 400 | 908 | 1092 | 14.8 | 33.596 | 40.404 | 3.2 | 7.264 | 8.736 | 0.108 | 43.2 | 98.064 | 0 | FLOOR R11 | 0 | 0 | 0 |  |  | FLOOR R11 | 0 | 0 | 0 |  |  | VAULT R19 | 0 | 0 | 0 |  |  | 1135 | 30926.8679 | 35410.7237 | 38576.2965 | 46489.5107 | 53726.6335 | 1135 | 34986.1858 | 1135 | 29060.4747 | 33302.6956 | 35999.2675 | 44095.7808 | 51308.2625 | 1135 | 32835.3862 | 1135 | 26714.4741 | 30594.8139 | 32812.6575 | 41134.1342 | 48067.9461 | 1135 | 30112.6546
ATTIC R30 | 0.032 | 400 | 908 | 1092 | 12.8 | 29.056 | 34.944 | 2 | 4.54 | 5.46 | 0.0864 | 34.56 | 78.4512 | 94.3488 | FLOOR R22 | 0 | 28.644 | 0 |  |  | FLOOR R22 | 0 | 48.608 | 0 |  |  | VAULT R25 | 0 | 12.464 | 0 |  |  | 1120 | 30430.1787 | 34845.6197 | 37970.2608 | 45777.322 | 52915.4703 | 1120 | 34429.1805 | 1120 | 28569.9678 | 32743.7738 | 35398.9745 | 43389.9502 | 50499.9707 | 1120 | 32284.4665 | 1120 | 26238.6171 | 30044.9751 | 32227.2488 | 40443.9203 | 47265.0454 | 1120 | 29573.4858
ATTIC R38 | 0.027 | 400 | 908 | 1092 | 10.8 | 24.516 | 29.484 | 2 | 4.54 | 5.46 | 0.1296 | 51.84 | 117.6768 | 141.5232 | WINDOW CL85 | 0 | 0 | 0 |  |  | WINDOW CL85 | 0 | 0 | 0 |  |  | FLOOR R11 | 0 | 0 | 0 |  |  | 1105 | 29933.5189 | 34280.3985 | 37364.3422 | 45065.1919 | 52104.4243 | 1105 | 33872.1462 | 1105 | 28079.4902 | 32184.9106 | 34799.121 | 42684.5297 | 49692.2356 | 1105 | 31733.6818 | 1105 | 25762.9065 | 29495.4585 | 31642.426 | 39753.9701 | 46462.9065 | 1105 | 29034.6534
ATTIC R49 | 0.023 | 400 | 908 | 1092 | 9.2 | 20.884 | 25.116 | 1.6 | 3.632 | 4.368 | 0.1944 | 77.76 | 176.5152 | 212.2848 | WINDOW CL50 | 0 | 0 | 0 |  |  | WINDOW CL50 | 0 | 0 | 0 |  |  | FLOOR R22 | 0 | 72.912 | 0 |  |  | 1090 | 29436.8005 | 33715.148 | 36759.0683 | 44353.0032 | 51293.3197 | 1090 | 33315.2236 | 1090 | 27589.4814 | 31626.1647 | 34199.1503 | 41978.9628 | 48884.7641 | 1090 | 31183.0507 | 1090 | 25288.2508 | 28946.0592 | 31057.6912 | 39064.225 | 45660.9728 | 1090 | 28496.1661
VAULT R19 | 0.046 | 524 | 660 | 1558 | 24.104 | 30.36 | 71.668 | 0 | 0 | 0 | 0 | 0 | 0 | 0 | DOOR R2.5 | 0 | 0 | 0 |  |  | DOOR R2.5 | 0 | 0 | 0 |  |  | WINDOW CL85 | 0 | 0 | 0 |  |  | 1075 | 28940.3164 | 33150.0146 | 36153.8529 | 43640.9317 | 50482.2444 | 1075 | 32758.4345 | 1075 | 27100.0879 | 31067.448 | 33599.6191 | 41273.806 | 48077.2341 | 1075 | 30632.6856 | 1075 | 24813.5658 | 28398.1834 | 30474.0404 | 38375.3003 | 44859.3027 | 1075 | 27958.7176
VAULT R25 | 0.038 | 524 | 660 | 1558 | 19.912 | 25.08 | 59.204 | 4.192 | 5.28 | 12.464 | 0.108 | 56.592 | 71.28 | 0 | DOOR R5 | 0 | 7.6 | 0 |  |  | DOOR R5 | 0 | 7.6 | 0 |  |  | WINDOW CL50 | 0 | 0 | 0 |  |  | 1060 | 28444.3305 | 32585.0278 | 35548.5497 | 42929.2411 | 49671.55 | 1060 | 32201.8283 | 1060 | 26611.4269 | 30509.2001 | 33000.3809 | 40568.9423 | 47269.5283 | 1060 | 30082.8166 | 1060 | 24338.8515 | 27851.3917 | 29892.763 | 37687.6941 | 44058.5116 | 1060 | 27422.3583
VAULT R30 | 0.033 | 524 | 660 | 1558 | 17.292 | 21.78 | 51.414 | 2.62 | 3.3 | 7.79 | 0.0864 | 45.2736 | 57.024 | 134.6112 | INFILTRATION @ O.35 ACH | 0 | 0 | 0 |  |  | INFILTRATION @ O.35 ACH | 0 | 0 | 0 |  |  | DOOR R2.5 | 0 | 0 | 0 |  |  | 1045 | 27948.6376 | 32020.4805 | 34943.7445 | 42217.5505 | 48861.6173 | 1045 | 31645.6379 | 1045 | 26123.9672 | 29950.6592 | 32401.4943 | 39864.7524 | 46462.6135 | 1045 | 29533.1699 | 1045 | 23864.3422 | 27304.981 | 29312.7161 | 37000.7618 | 43258.5409 | 1045 | 26886.523
VAULT R38 | 0.03 | 524 | 660 | 1558 | 15.72 | 19.8 | 46.74 | 1.572 | 1.98 | 4.674 | 0.1296 | 67.9104 | 85.536 | 201.9168 | FLOOR R33 | 12.6 | 11.088 | 139.7088 |  |  | FLOOR R33 | 12.6 | 18.816 | 237.0816 |  |  | DOOR R5 | 0 | 11.6 | 0 |  |  | 1030 | 27453.5306 | 31455.9625 | 34339.5546 | 41505.8892 | 48051.6261 | 1030 | 31089.7448 | 1030 | 25637.5037 | 29392.0012 | 31804.4243 | 39160.504 | 45656.4606 | 1030 | 28984.1099 | 1030 | 23390.1846 | 26759.8301 | 28733.4896 | 36315.0308 | 42460.0352 | 1030 | 26351.6238
FLOOR R11 | 0.075 | 924 | 1568 | 2352 | 69.3 | 117.6 | 176.4 | 0 | 0 | 0 | 0 | 0 | 0 | 0 | ATTIC R25 | 13.5 | 3.2 | 43.2 |  |  | ATTIC R25 | 13.5 | 7.264 | 98.064 |  |  | INFILTRATION @ O.35 ACH | 0 | 0 | 0 |  |  | 1015 | 26958.8632 | 30891.5324 | 33735.3355 | 40794.3452 | 47241.4884 | 1015 | 30534.0018 | 1015 | 25151.714 | 28833.7533 | 31208.8192 | 38457.281 | 44851.0108 | 1015 | 28435.758 | 1015 | 22916.6715 | 26216.7008 | 28154.644 | 35629.7392 | 41662.3791 | 1015 | 25818.041
FLOOR R22 | 0.044 | 924 | 1568 | 2352 | 40.656 | 68.992 | 103.488 | 28.644 | 48.608 | 72.912 | 0 | 0 | 0 | 0 | VAULT R25 | 13.5 | 4.192 | 56.592 |  |  | VAULT R25 | 13.5 | 5.28 | 71.28 |  |  | FLOOR R33 | 12.6 | 28.224 | 355.6224 |  |  | 1000 | 26464.8696 | 30327.1316 | 33131.2042 | 40083.4163 | 46431.3507 | 1000 | 29978.4621 | 1000 | 24667.0964 | 28276.736 | 30614.4155 | 37754.8784 | 44045.7662 | 1000 | 27888.6156 | 1000 | 22443.7152 | 25675.3882 | 27576.2672 | 34945.3853 | 40866.2467 | 1000 | 25285.6633
FLOOR R33 | 0.032 | 924 | 1568 | 2352 | 29.568 | 50.176 | 75.264 | 11.088 | 18.816 | 28.224 | 0.1512 | 139.7088 | 237.0816 | 355.6224 | ATTIC R30 | 17.28 | 2 | 34.56 |  |  | ATTIC R30 | 17.28 | 4.54 | 78.4512 |  |  | ATTIC R30 | 17.28 | 5.46 | 94.3488 |  |  | 985 | 25970.9933 | 29762.76 | 32527.2781 | 39372.6633 | 45621.0372 | 985 | 29423.0123 | 985 | 24184.1781 | 27720.9493 | 30020.8028 | 37052.7981 | 43241.1368 | 985 | 27342.7243 | 985 | 21971.7258 | 25135.0425 | 26997.949 | 34261.5294 | 40072.4582 | 985 | 24754.0527
FLOOR R44 | 0.03 | 924 | 1568 | 2352 | 27.72 | 47.04 | 70.56 | 1.848 | 3.136 | 4.704 | 0.1512 | 139.7088 | 237.0816 | 355.6224 | VAULT R30 | 17.28 | 2.62 | 45.2736 |  |  | VAULT R30 | 17.28 | 3.3 | 57.024 |  |  | VAULT R30 | 17.28 | 7.79 | 134.6112 |  |  | 970 | 25477.0876 | 29198.9159 | 31923.6449 | 38662.1154 | 44810.7237 | 970 | 28867.8992 | 970 | 23701.5236 | 27166.1881 | 29427.2781 | 36350.6592 | 42436.654 | 970 | 26797.4618 | 970 | 21500.9669 | 24595.6929 | 26421.0665 | 33578.6991 | 39279.1679 | 970 | 24223.5936
WINDOW CL85 | 0.79588 | 116 | 196 | 353 | 92.3221 | 155.9925 | 280.9457 | 0 | 0 | 0 | 0 | 0 | 0 | 0 | WINDOW CL40 | 20.7609 | 10.672 | 221.56 |  |  | WINDOW CL40 | 20.7609 | 18.032 | 374.36 |  |  | WINDOW CL40 | 20.7609 | 32.476 | 674.23 |  |  | 955 | 24983.5335 | 28635.7457 | 31320.5098 | 37951.7433 | 44000.6153 | 955 | 28313.3408 | 955 | 23219.2206 | 26612.218 | 28834.5444 | 35650.4248 | 41632.3469 | 955 | 26252.8805 | 955 | 21030.3838 | 24057.5447 | 25846.2057 | 32896.8063 | 38486.0533 | 955 | 23694.2599
WINDOW CL50 | 0.48 | 116 | 196 | 353 | 55.68 | 94.08 | 169.44 | 0 | 0 | 0 | 0 | 0 | 0 | 0 | WINDOW CL35 | 20.8333 | 5.568 | 116 |  |  | WINDOW CL35 | 20.8333 | 9.408 | 196 |  |  | WINDOW CL35 | 20.8333 | 16.944 | 353 |  |  | 940 | 24490.1553 | 28072.9856 | 30717.9021 | 37241.6056 | 43190.6241 | 940 | 27759.1597 | 940 | 22737.5037 | 26058.5409 | 28242.8655 | 34950.6006 | 40828.6551 | 940 | 25708.833 | 940 | 20560.7091 | 23519.6601 | 25272.0774 | 32215.2945 | 37693.9057 | 940 | 23165.4541
WINDOW CL40 | 0.388 | 116 | 196 | 353 | 45.008 | 76.048 | 136.964 | 10.672 | 18.032 | 32.476 | 1.91 | 221.56 | 374.36 | 674.23 | WALL R21 ADV | 24.75 | 6.288 | 155.628 |  |  | WALL R21 ADV | 24.75 | 6.156 | 152.361 |  |  | WALL R21 ADV | 24.75 | 6.354 | 157.2615 |  |  | 925 | 23996.9821 | 27510.1377 | 30115.8219 | 36531.673 | 42381.2482 | 925 | 27205.0993 | 925 | 22256.6071 | 25505.3033 | 27651.714 | 34251.6847 | 40025.0806 | 925 | 25165.3396 | 925 | 20091.9133 | 22983.2699 | 24699.9707 | 31534.2514 | 36902.7835 | 925 | 22638.1049
WINDOW CL35 | 0.34 | 116 | 196 | 353 | 39.44 | 66.64 | 120.02 | 5.568 | 9.408 | 16.944 | 1 | 116 | 196 | 353 | ATTIC R38 | 25.92 | 2 | 51.84 |  |  | ATTIC R38 | 25.92 | 4.54 | 117.6768 |  |  | ATTIC R38 | 25.92 | 5.46 | 141.5232 |  |  | 910 | 23504.7173 | 26947.5242 | 29513.7416 | 35822.678 | 41572.0188 | 910 | 26651.3903 | 910 | 21777.029 | 24953.4134 | 27060.7677 | 33553.5599 | 39221.8283 | 910 | 24622.9352 | 910 | 19623.9086 | 22448.0809 | 24129.2118 | 30854.0873 | 36112.7161 | 910 | 22111.8866
DOOR R2.5 | 0.39 | 38 | 38 | 58 | 14.82 | 14.82 | 22.62 | 0 | 0 | 0 | 0 | 0 | 0 | 0 | VAULT R38 | 43.2 | 1.572 | 67.9104 |  |  | VAULT R38 | 43.2 | 1.98 | 85.536 |  |  | VAULT R38 | 43.2 | 4.674 | 201.9168 |  |  | 895 | 23012.3059 | 26385.0864 | 28911.5441 | 35114.2397 | 40762.9065 | 895 | 26097.712 | 895 | 21297.7732 | 24401.9924 | 26471.6379 | 32856.4899 | 38418.7518 | 895 | 24081.2596 | 895 | 19157.2224 | 21912.6868 | 23559.4785 | 30175.7691 | 35324.0844 | 895 | 21586.1149
DOOR R5 | 0.19 | 38 | 38 | 58 | 7.22 | 7.22 | 11.02 | 7.6 | 7.6 | 11.6 | 4.536 | 0 | 0 | 0 | ATTIC R49 | 48.6 | 1.6 | 77.76 |  |  | ATTIC R49 | 48.6 | 3.632 | 176.5152 |  |  | ATTIC R49 | 48.6 | 4.368 | 212.2848 |  |  | 880 | 22519.8652 | 25823.1468 | 28309.3173 | 34406.1236 | 39954.0873 | 880 | 25544.2839 | 880 | 20819.5429 | 23851.2159 | 25884.4125 | 32160.2696 | 37615.7047 | 880 | 23540.6009 | 880 | 18691.0343 | 21378.2889 | 22990.7706 | 29498.3299 | 34536.4196 | 880 | 21061.2212
INFILTRATION @ O.35 ACH | 0.0063 | 7576.8 | 12857.6 | 19286.4 | 47.7338 | 81.0029 | 121.5043 | 0 | 0 | 0 | 0 | 0 | 0 | 0 | FLOOR R44 | 75.6 | 1.848 | 139.7088 |  |  | FLOOR R44 | 75.6 | 3.136 | 237.0816 |  |  | FLOOR R44 | 75.6 | 4.704 | 355.6224 |  |  | 865 | 22028.45 | 25261.9689 | 27706.9733 | 33698.1541 | 39146.3522 | 865 | 24991.4902 | 865 | 20341.84 | 23301.4064 | 25299.0331 | 31464.7817 | 36812.6575 | 865 | 23000.9927 | 865 | 18225.6959 | 20847.1726 | 22422.4143 | 28821.5353 | 33750.7764 | 865 | 20538.3566
[33 empty] | 850 | 21537.6209 | 24700.8204 | 27105.2154 | 32990.5362 | 38338.6171 | 850 | 24438.9874 | 850 | 19864.2543 | 22751.9777 | 24715.5582 | 30769.9678 | 36009.4931 | 850 | 22462.0346 | 850 | 17761.881 | 20316.4372 | 21855.2007 | 28146.1178 | 32967.3894 | 850 | 20016.3261
[33 empty] | 835 | 21047.0261 | 24139.8769 | 26503.4867 | 32283.6214 | 37531.0284 | 835 | 23886.6584 | 835 | 19387.1081 | 22203.0472 | 24131.7609 | 30076.4723 | 35206.7975 | 835 | 21923.3794 | 835 | 17299.2675 | 19787.7527 | 21288.9247 | 27471.4621 | 32187.3718 | 835 | 19495.8892
1983 BASE | 924 | 1568 | 2352 | 1636.32 | [10 empty] | Optimizer => "Ctrl O" | [17 empty] | 820 | 20556.7536 | 23579.5781 | 25902.0803 | 31577.3513 | 36723.3519 | 820 | 23334.8224 | 820 | 18909.9033 | 21654.9077 | 23547.5535 | 29385.9068 | 34404.2778 | 820 | 21385.0387 | 820 | 16838.1776 | 19260.9728 | 20724.4653 | 26797.3337 | 31408.6434 | 820 | 18977.2423
Envelope Area | 3050 | 4396 | 6472 | 4591.28 | [28 empty] | 805 | 20066.6569 | 23019.4843 | 25300.9962 | 30870.9347 | 35915.5582 | 805 | 22783.2101 | 805 | 18433.3724 | 21107.3835 | 22964.4008 | 28695.898 | 33601.8459 | 805 | 20847.4246 | 805 | 16378.4354 | 18735.482 | 20160.8849 | 26124.4653 | 30630.9405 | 805 | 18459.809
WALL R11 | 85.936 | 84.132 | 86.838 | [29 empty] | 790 | 19576.9704 | 22459.7715 | 24699.7949 | 30165.1919 | 35107.9988 | 790 | 22231.8764 | 790 | 17958.7753 | 20561.0314 | 22382.4495 | 28007.3249 | 32799.9121 | 790 | 20311.1793 | 790 | 15922.1506 | 18210.8409 | 19597.6267 | 25451.714 | 29854.351 | 790 | 17943.7612
ATTIC R19 | 18 | 40.86 | 40 | [29 empty] | 775 | 19088.4266 | 21900.879 | 24098.8573 | 29460.6798 | 34300.2051 | 775 | 21681.3211 | 775 | 17485.3208 | 20015.9977 | 21801.5236 | 27320.3633 | 31999.121 | 775 | 19776.1442 | 775 | 15468.1805 | 17687.489 | 19034.0756 | 24778.787 | 29079.2558 | 775 | 17428.9109
VAULT R19 | 24.104 | 30.36 | 59 | [11 empty] | Measure | UA | Installed Cost | Cum Cost | Use | Savings | Measure | UA | Installed Cost | Cum Cost | Use | Savings | Measure | UA | Installed Cost | Cum Cost | Use | Savings | 760 | 18600.293 | 21342.3674 | 23499.2968 | 28756.1383 | 33492.4993 | 760 | 21131.3733 | 760 | 17012.5696 | 19471.257 | 21221.4474 | 26634.3686 | 31199.4726 | 760 | 19241.627 | 760 | 15014.8257 | 17167.7996 | 18471.843 | 24107.2077 | 28306.5338 | 760 | 16916.4456
FLOOR R11 | 69.3 | 117.6 | 176.4 | [11 empty] | Base | 252.0818 | 0 | 0 | 3545.8203 |  | Base | 379.9709 | 0 | 0 | 6350.3908 |  | Base | 564.3643 | 0 | 0 | 10430.5178 |  | 745 | 18112.6575 | 20784.5883 | 22900.879 | 28052.007 | 32684.9985 | 745 | 20582.1896 | 745 | 16540.1113 | 18926.6921 | 20642.3381 | 25949.3701 | 30400.9962 | 745 | 18707.489 | 745 | 14563.6683 | 16650.2783 | 17911.8078 | 23436.8005 | 27533.7533 | 745 | 16406.1623
WINDOW CL85 | 92.3221 | 155.9925 | 280.9457 | [11 empty] | FLOOR R33 | 240.9938 | 139.7088 | 139.7088 | 3217.8116 | 328.0088 | FLOOR R33 | 361.1549 | 237.0816 | 237.0816 | 5767.5743 | 582.8165 | FLOOR R33 | 536.1403 | 355.6224 | 355.6224 | 9533.061 | 897.4568 | 730 | 17625.0513 | 20228.3914 | 22303.0765 | 27348.0516 | 31878.1717 | 730 | 20033.9871 | 730 | 16069.1181 | 18383.4163 | 20064.7817 | 25266.0709 | 29604.0434 | 730 | 18174.7422 | 730 | 14114.0346 | 16136.5954 | 17354.1459 | 22768.5321 | 26762.3791 | 730 | 15898.8163
DOOR R2.5 | 14.82 | 14.82 | 22.62 | [11 empty] | ATTIC R25 | 237.7938 | 43.2 | 182.9088 | 3123.5603 | 94.2513 | ATTIC R25 | 353.8909 | 98.064 | 335.1456 | 5544.5508 | 223.0234 | ATTIC R30 | 530.6803 | 94.3488 | 449.9712 | 9361.928 | 171.133 | 715 | 17138.2655 | 19672.9856 | 21705.0982 | 26644.77 | 31072.136 | 715 | 19486.3703 | 715 | 15598.8573 | 17841.0782 | 19488.4852 | 24584.8227 | 28809.4052 | 715 | 17642.9525 | 715 | 13665.1626 | 15623.2054 | 16799.1796 | 22100.7325 | 25992.9681 | 715 | 15392.409
INFILTRATION @ O.35 ACH | 47.7338 | 81.0029 | 121.5043 | [11 empty] | VAULT R25 | 233.6018 | 56.592 | 239.5008 | 3001.2959 | 122.2644 | VAULT R25 | 348.6109 | 71.28 | 406.4256 | 5385.0569 | 159.494 | VAULT R30 | 522.8903 | 134.6112 | 584.5824 | 9118.3378 | 243.5902 | 700 | 16653.1497 | 19117.5212 | 21107.0905 | 25942.0744 | 30267.1843 | 700 | 18939.1336 | 700 | 15129.9736 | 17300.4102 | 18913.097 | 23905.2154 | 28015.9977 | 700 | 17112.5921 | 700 | 13218.0486 | 15111.8078 | 16246.0885 | 21434.4272 | 25225.1978 | 700 | 14887.9098
Total UA | 352.2159 | 524.7674 | 787.308 | 549.3702 | [10 empty] | ATTIC R30 | 231.6018 | 34.56 | 274.0608 | 2944.1122 | 57.1837 | ATTIC R30 | 344.0709 | 78.4512 | 484.8768 | 5247.9162 | 137.1406 | WINDOW CL40 | 490.4143 | 674.23 | 1258.8124 | 8114.0583 | 1004.2796 | 685 | 16170.2315 | 18562.4963 | 20509.5224 | 25239.8183 | 29463.6097 | 685 | 18392.7759 | 685 | 14662.7014 | 16762.9065 | 18339.203 | 23226.6628 | 27224.6411 | 685 | 16584.6405 | 685 | 12773.1614 | 14604.1313 | 15693.935 | 20769.9971 | 24459.5078 | 685 | 14386.1456
Mean Use | 6710.6326 | 11059.8583 | 17851.3632 | 11700.8699 | [10 empty] | VAULT R30 | 228.9818 | 45.2736 | 319.3344 | 2869.2015 | 74.9107 | VAULT R30 | 340.7709 | 57.024 | 541.9008 | 5148.2325 | 99.6837 | WINDOW CL35 | 473.4703 | 353 | 1611.8124 | 7596.6413 | 517.417 | 670 | 15688.3387 | 18008.0281 | 19914.0639 | 24537.7674 | 28660.6798 | 670 | 17847.4336 | 670 | 14196.2496 | 16227.5711 | 17766.569 | 22549.5166 | 26434.31 | 670 | 16058.3202 | 670 | 12328.7137 | 14099.5019 | 15143.2464 | 20108.2039 | 23694.9311 | 670 | 13886.4287
Conductive Uo | 0.09983 | 0.10095 | 0.10287 | 0.10113 | [10 empty] | WINDOW CL40 | 218.3098 | 221.56 | 540.8944 | 2565.353 | 303.8486 | WINDOW CL40 | 322.7389 | 374.36 | 916.2608 | 4615.0834 | 533.1491 | WALL R21 ADV | 467.1163 | 157.2615 | 1769.0739 | 7404.357 | 192.2842 | 655 | 15208.2918 | 17454.4682 | 19319.9824 | 23837.0349 | 27858.3065 | 655 | 17303.3372 | 655 | 13731.4093 | 15694.2866 | 17195.5757 | 21872.8391 | 25644.9458 | 655 | 15533.8509 | 655 | 11885.5552 | 13598.3592 | 14595.6929 | 19448.1102 | 22934.3686 | 655 | 13389.5716
[15 empty] | WINDOW CL35 | 212.7418 | 116 | 656.8944 | 2410.3825 | 154.9705 | WINDOW CL35 | 313.3309 | 196 | 1112.2608 | 4341.7876 | 273.2958 | ATTIC R38 | 461.6563 | 141.5232 | 1910.5971 | 7239.1269 | 165.2301 | 640 | 14729.4755 | 16901.9924 | 18727.864 | 23137.9139 | 27055.816 | 640 | 16760.5549 | 640 | 13268.034 | 15164.4887 | 16626.9265 | 21197.2458 | 24856.4313 | 640 | 15012.1113 | 640 | 11444.5356 | 13099.2089 | 14050.8936 | 18788.7196 | 22177.7029 | 640 | 12894.9112
[15 empty] | WALL R21 ADV | 206.4538 | 155.628 | 812.5224 | 2235.3727 | 175.0098 | WALL R21 ADV | 307.1749 | 152.361 | 1264.6218 | 4164.1891 | 177.5985 | VAULT R38 | 456.9823 | 201.9168 | 2112.5139 | 7098.6583 | 140.4686 | 625 | 14251.714 | 16351.0987 | 18138.1483 | 22439.203 | 26253.7943 | 625 | 16219.4035 | 625 | 12805.3033 | 14636.361 | 16059.7715 | 20522.1506 | 24069.4697 | 625 | 14491.7469 | 625 | 11004.7173 | 12600.8497 | 13509.0243 | 18131.7316 | 21423.3812 | 625 | 12401.615
1986 BASE | 924 | 1568 | 2352 | 1636.32 | [10 empty] | ATTIC R38 | 204.4538 | 51.84 | 864.3624 | 2180.1635 | 55.2091 | ATTIC R38 | 302.6349 | 117.6768 | 1382.2986 | 4034.2802 | 129.9088 | ATTIC R49 | 452.6143 | 212.2848 | 2324.7987 | 6967.8864 | 130.7719 | 610 | 13775.7398 | 15802.2854 | 17549.0771 | 21741.6642 | 25451.7433 | 610 | 15679.9432 | 610 | 12343.4222 | 14110.4893 | 15493.9057 | 19847.5535 | 23285.1157 | 610 | 13973.0741 | 610 | 10568.7079 | 12104.4243 | 12971.3742 | 17477.7615 | 20671.6086 | 610 | 11911.2241
Envelope Area | 3050 | 4396 | 6472 | 4591.28 | [10 empty] | VAULT R38 | 202.8818 | 67.9104 | 932.2728 | 2137.7223 | 42.4412 | VAULT R38 | 300.6549 | 85.536 | 1467.8346 | 3977.624 | 56.6563 | FLOOR R44 | 447.9103 | 355.6224 | 2680.4211 | 6827.0551 | 140.8313 | 595 | 13300.7911 | 15254.7905 | 16961.7345 | 21046.3229 | 24650.4834 | 595 | 15141.8183 | 595 | 11882.2737 | 13585.4966 | 14929.0946 | 19175.2417 | 22505.0103 | 595 | 13455.2824 | 595 | 10135.5992 | 11609.288 | 12435.3355 | 16827.3074 | 19921.5939 | 595 | 11422.5962
WALL R11 | 85.936 | 84.132 | 86.838 | [11 empty] | ATTIC R49 | 201.2818 | 77.76 | 1010.0328 | 2094.5252 | 43.1972 | ATTIC R49 | 297.0229 | 176.5152 | 1644.3498 | 3873.6969 | 103.9271 | [6 empty] | 580 | 12826.7214 | 14708.6727 | 16375.7691 | 20352.5344 | 23850.0732 | 580 | 14604.9461 | 580 | 11423.1761 | 13061.9103 | 14366.0709 | 18507.3835 | 21727.9812 | 580 | 12939.1421 | 580 | 9702.8421 | 11116.9645 | 11901.0841 | 16180.5157 | 19177.1462 | 580 | 10935.9402
ATTIC R19 | 18 | 40.86 | 40 | [11 empty] | FLOOR R44 | 199.4338 | 139.7088 | 1149.7416 | 2044.6325 | 49.8927 | FLOOR R44 | 293.8869 | 237.0816 | 1881.4314 | 3784.4059 | 89.291 | [6 empty] | 565 | 12353.8529 | 14163.2874 | 15791.4445 | 19660.4161 | 23050.835 | 565 | 14069.1234 | 565 | 10966.2467 | 12539.7304 | 13807.6472 | 17840.9903 | 20954.2631 | 565 | 12425.3012 | 565 | 9270.9347 | 10626.1647 | 11369.2646 | 15538.91 | 18436.8884 | 565 | 10450.8391
VAULT R19 | 24.104 | 30.36 | 59 | [29 empty] | 550 | 11882.4788 | 13619.0155 | 15209.3466 | 18970.5831 | 22252.3 | 550 | 13534.7542 | 550 | 10510.4893 | 12019.455 | 13250.7471 | 17175.3296 | 20183.2992 | 550 | 11913.0979 | 550 | 8843.598 | 10142.6604 | 10840.0527 | 14903.7504 | 17701.1134 | 550 | 9971.3211
FLOOR R11 | 69.3 | 117.6 | 176.4 | [29 empty] | 535 | 11412.3059 | 13076.4137 | 14629.1532 | 18282.9476 | 21454.3803 | 535 | 13001.9895 | 535 | 10056.7243 | 11503.7211 | 12696.777 | 16510.2549 | 19415.6461 | 535 | 11404.4442 | 535 | 8418.4881 | 9666.4811 | 10314.2983 | 14271.2277 | 16968.4735 | 535 | 9497.0026
WINDOW CL85 | 92.3221 | 155.9925 | 280.9457 | [29 empty] | 520 | 10944.3891 | 12535.5406 | 14049.6924 | 17597.8025 | 20657.3689 | 520 | 12470.8661 | 520 | 9606.1236 | 10992.1477 | 12145.2095 | 15845.356 | 18651.0401 | 520 | 10899.3153 | 520 | 7998.6815 | 9196.0738 | 9792.5872 | 13641.1075 | 16240.4922 | 520 | 9027.9587
DOOR R2.5 | 14.82 | 14.82 | 22.62 | [29 empty] | 505 | 10477.4685 | 11996.5719 | 13472.1653 | 16914.562 | 19861.0021 | 505 | 11941.4266 | 505 | 9160.1817 | 10483.4749 | 11596.1324 | 15181.5119 | 17888.1629 | 505 | 10397.4363 | 505 | 7586.61 | 8728.4207 | 9273.0442 | 13013.2435 | 15515.734 | 505 | 8562.7852
INFILTRATION @ O.35 ACH | 47.7338 | 81.0029 | 121.5043 | [15 empty] | 2044.6325 | 3784.4059 | 6827.0551 | [11 empty] | 490 | 10011.6906 | 11458.8046 | 12896.8063 | 16234.3393 | 19067.1843 | 490 | 11413.3865 | 490 | 8717.9314 | 9977.8494 | 11050.5127 | 14520.0996 | 17126.1354 | 490 | 9898.8558 | 490 | 7180.1641 | 8262.76 | 8759.1269 | 12390.3604 | 14794.9311 | 490 | 8101.3117
Total UA | 352.2159 | 524.7674 | 787.308 | 549.3702 | [28 empty] | 475 | 9548.1981 | 10925.1685 | 12323.2054 | 15556.2555 | 18274.8608 | 475 | 10888.494 | 475 | 8278.5819 | 9475.1538 | 10508.7899 | 13860.8556 | 16367.1843 | 475 | 9403.4108 | 475 | 6776.2379 | 7799.9121 | 8249.6338 | 11769.0595 | 14081.3361 | 475 | 7642.9323
Mean Use | 6710.6326 | 11059.8583 | 17851.3632 | 11700.8699 | [28 empty] | 460 | 9086.61 | 10393.9936 | 11753.1497 | 14881.0138 | 17484.2074 | 460 | 10366.162 | 460 | 7840.9024 | 8977.615 | 9968.034 | 13205.3033 | 15609.9912 | 460 | 8911.329 | 460 | 6375.1538 | 7341.6642 | 7746.0592 | 11150.8057 | 13372.6047 | 460 | 7189.0035
Conductive Uo | 0.09983 | 0.10095 | 0.10287 | 0.10113 | [28 empty] | 445 | 8626.8972 | 9866.5104 | 11184.3246 | 14207.0026 | 16696.8942 | 445 | 9846.5262 | 445 | 7406.4166 | 8483.2699 | 9428.9774 | 12551.9777 | 14856.8708 | 445 | 8422.1122 | 445 | 5976.7067 | 6888.7196 | 7248.7548 | 10536.1559 | 12668.327 | 445 | 6739.9241
[33 empty] | 430 | 8170.9054 | 9343.4222 | 10617.6677 | 13534.31 | 15912.7747 | 430 | 9330.627 | 430 | 6976.5602 | 7992.8802 | 8894.0522 | 11900.9376 | 14110.1084 | 430 | 7937.058 | 430 | 5582.9476 | 6443.1585 | 6755.6988 | 9925.0513 | 11969.206 | 430 | 6296.8646
[33 empty] | 415 | 7716.027 | 8823.6742 | 10054.7905 | 12864.9868 | 15131.4093 | 415 | 8817.608 | 415 | 6551.3624 | 7505.2154 | 8364.9282 | 11253.9408 | 13366.1295 | 415 | 7455.889 | 415 | 5192.2063 | 6002.5491 | 6269.206 | 9321.1544 | 11274.5678 | 415 | 5858.6279
1989 BASE | 924 | 1568 | 2352 | 1636.32 | [28 empty] | 400 | 7263.639 | 8306.3287 | 9495.8394 | 12197.7732 | 14353.3841 | 400 | 8307.3487 | 400 | 6129.036 | 7022.3264 | 7840.2285 | 10612.3645 | 12624.3774 | 400 | 6978.9423 | 400 | 4805.0103 | 5567.3015 | 5791.4152 | 8728.5086 | 10586.3756 | 400 | 5426.0337
Envelope Area | 3050 | 4396 | 6472 | 4591.28 | [28 empty] | 385 | 6813.4193 | 7793.5834 | 8940.6973 | 11534.3393 | 13582.3616 | 385 | 7800.9074 | 385 | 5709.1122 | 6546.3229 | 7318.869 | 9976.2379 | 11887.0788 | 385 | 6506.9804 | 385 | 4421.1544 | 5141.6056 | 5319.9824 | 8143.2171 | 9901.5822 | 385 | 5000.7357
WALL R19 | 58.688 | 57.456 | 59.304 | [29 empty] | 370 | 6367.0964 | 7286.4928 | 8388.2801 | 10873.7474 | 12815.0015 | 370 | 7299.0369 | 370 | 5294.3745 | 6075.7691 | 6800.8204 | 9347.9051 | 11155.816 | 370 | 6039.9317 | 370 | 4040.8438 | 4723.3226 | 4860.1231 | 7565.4849 | 9222.092 | 370 | 4582.799
ATTIC R25 | 14.8 | 33.596 | 40.404 | [29 empty] | 355 | 5925.9303 | 6784.0609 | 7840.3457 | 10214.3569 | 12052.2414 | 355 | 6801.9109 | 355 | 4884.0023 | 5610.0791 | 6289.5986 | 8725.1685 | 10430.0029 | 355 | 5578.0542 | 355 | 3669.6162 | 4311.8371 | 4413.4486 | 6993.056 | 8554.6733 | 355 | 4173.6364
VAULT R19 | 24.104 | 30.36 | 59 | [29 empty] | 340 | 5490.5655 | 6287.8406 | 7295.1069 | 9557.9549 | 11295.312 | 340 | 6310.1204 | 340 | 4481.131 | 5154.6733 | 5784.9399 | 8109.5224 | 9709.1122 | 340 | 5124.9464 | 340 | 3314.0639 | 3908.5262 | 3980.0762 | 6432.1418 | 7894.8432 | 340 | 3775.6516
FLOOR R11 | 69.3 | 117.6 | 103 | [29 empty] | 325 | 5060.0059 | 5794.5502 | 6752.886 | 8903.2523 | 10541.4298 | 325 | 5821.748 | 325 | 4086.8737 | 4707.9402 | 5290.1846 | 7499.9121 | 8993.7885 | 325 | 4680.7674 | 325 | 2974.9194 | 3512.511 | 3564.5473 | 5883.68 | 7243.3929 | 325 | 3389.5611
WINDOW CL85 | 92.3221 | 155.9925 | 280.9457 | [29 empty] | 310 | 4634.4565 | 5308.2039 | 6217.7556 | 8252.9153 | 9793.4955 | 310 | 5339.8684 | 310 | 3696.2203 | 4270.5538 | 4807.1784 | 6897.4216 | 8290.3311 | 310 | 4245.0278 | 310 | 2644.9165 | 3126.194 | 3162.2033 | 5348.2567 | 6597.8025 | 310 | 3013.7967
DOOR R2.5 | 14.82 | 14.82 | 22.62 | [29 empty] | 295 | 4213.39 | 4829.2118 | 5687.6062 | 7608.8192 | 9049.5752 | 295 | 4864.1031 | 295 | 3311.632 | 3839.9062 | 4330.7061 | 6302.0803 | 7597.4216 | 295 | 3815.8137 | 295 | 2328.4793 | 2760.0645 | 2774.685 | 4828.4207 | 5960.797 | 295 | 2655.3847
INFILTRATION @ O.35 ACH | 47.7338 | 81.0029 | 121.5043 | [29 empty] | 280 | 3798.6229 | 4358.1893 | 5163.8441 | 6972.1067 | 8311.7785 | 280 | 4395.5418 | 280 | 2933.9584 | 3414.6792 | 3860.4747 | 5718.8397 | 6912.6282 | 280 | 3392.574 | 280 | 2025.6666 | 2401.465 | 2402.93 | 4319.9824 | 5336.1852 | 280 | 2307.8377
Total UA | 321.7679 | 490.8274 | 686.778 | 507.5791 | [28 empty] | 265 | 3389.54 | 3896.9528 | 4647.2605 | 6344.9751 | 7581.9807 | 265 | 3935.1673 | 265 | 2562.6135 | 2993.6713 | 3400.3223 | 5147.1726 | 6239.1151 | 265 | 2975.3701 | 265 | 1739.8769 | 2054.2631 | 2045.942 | 3827.9812 | 4719.9531 | 265 | 1973.8359
Mean Use | 5717.917 | 9926.3572 | 14445.6218 | 10300.3313 | [28 empty] | 250 | 2988.2508 | 3443.9203 | 4139.7011 | 5725.1978 | 6860.9435 | 250 | 3483.0747 | 250 | 2208.3797 | 2584.7641 | 2950.6299 | 4586.8444 | 5578.9921 | 250 | 2571.1585 | 250 | 1470.6417 | 1721.213 | 1707.2956 | 3351.9777 | 4127.5125 | 250 | 1655.5084
Conductive Uo | 0.089847 | 0.093227 | 0.087341 | 0.092385 | [28 empty] | 235 | 2597.6267 | 3002.1096 | 3639.7597 | 5113.4779 | 6150.4248 | 235 | 3041.2719 | 235 | 1869.8799 | 2195.9273 | 2518.4295 | 4036.7419 | 4930.1494 | 235 | 2185.366 | 235 | 1209.0536 | 1409.6982 | 1391.884 | 2893.7592 | 3566.3932 | 235 | 1355.6179
[33 empty] | 220 | 2217.7556 | 2572.8391 | 3156.1383 | 4511.8371 | 5452.007 | 220 | 2612.3941 | 220 | 1551.3038 | 1825.4908 | 2104.6587 | 3497.5095 | 4294.726 | 220 | 1818.361 | 220 | 965.5728 | 1127.3074 | 1094.1108 | 2464.811 | 3041.3712 | 220 | 1079.5705
[33 empty] | 205 | 1848.4325 | 2154.2631 | 2686.5514 | 3922.2678 | 4767.3308 | 205 | 2194.9089 | 205 | 1246.6452 | 1480.5743 | 1713.2435 | 2971.2277 | 3678.1424 | 205 | 1473.2792 | 205 | 740.5508 | 869.7334 | 821.8576 | 2057.1638 | 2538.3241 | 205 | 826.9051
1994 HUD Code | 924 | 1568 | 2352 | 1636.32 | [28 empty] | 190 | 1490.8878 | 1747.3777 | 2232.2883 | 3353.0032 | 4099.3261 | 190 | 1789.9355 | 190 | 969.9971 | 1152.4465 | 1350.9229 | 2467.9461 | 3077.7908 | 190 | 1150.499 | 190 | 532.2883 | 642.8362 | 589.0712 | 1670.3487 | 2053.179 | 190 | 603.3709
Envelope Area | 3050 | 4396 | 6472 | 4591.28 | [28 empty] | 175 | 1158.4237 | 1364.2543 | 1792.6458 | 2799.2675 | 3447.7879 | 175 | 1407.0428 | 175 | 717.5798 | 850.1611 | 1018.5467 | 1997.8025 | 2496.8649 | 175 | 854.0607 | 175 | 351.3038 | 447.5828 | 384.0609 | 1297.4216 | 1606.1529 | 175 | 409.5382
WALL R19 | 58.688 | 57.456 | 59.304 | [29 empty] | 160 | 853.8236 | 1012.3938 | 1379.5781 | 2264.2836 | 2814.7378 | 160 | 1053.5318 | 160 | 495.8394 | 588.0164 | 722.7659 | 1567.9461 | 1961.2364 | 160 | 594.6171 | 160 | 204.6001 | 285.3208 | 207.5886 | 957.5154 | 1197.4216 | 160 | 248.0396
ATTIC R25 | 14.8 | 33.596 | 40.404 | [29 empty] | 145 | 586.1412 | 699.9121 | 999.9707 | 1748.3446 | 2210.5186 | 145 | 737.4823 | 145 | 304.0434 | 372.341 | 461.7345 | 1174.1576 | 1474.4213 | 145 | 374.9332 | 145 | 100.6446 | 153.9115 | 76.5895 | 640.7852 | 840.1406 | 145 | 123.5839
VAULT R19 | 24.104 | 30.36 | 59 | [29 empty] | 130 | 358.16 | 423.8793 | 665.7779 | 1276.9997 | 1635.9801 | 130 | 460.6672 | 130 | 155.9918 | 208.4383 | 250.3369 | 809.5517 | 1029.7685 | 130 | 204.5444 | 130 | 43.2171 | 66.4518 | 17.4333 | 390.3018 | 538.3241 | 130 | 49.8591
FLOOR R11 | 69.3 | 117.6 | 103
WINDOW CL50 | 55.68 | 94.08 | 169.44
DOOR R5 | 7.22 | 7.22 | 11.02
INFILTRATION @ O.35 ACH | 47.7338 | 81.0029 | 121.5043
Total UA | 277.5258 | 421.3149 | 563.6723 | 432.6462
Mean Use | 4319.6057 | 7658.4573 | 10408.396 | 7854.8959
Conductive Uo | 0.075342 | 0.077414 | 0.06832 | 0.07624
2000 BASE | 924 | 1568 | 2352 | 1636.32
Envelope Area | 3050 | 4396 | 6472 | 4591.28
WALL R19 | 58.688 | 57.456 | 59.304 |  | 2352 Measures
ATTIC R19 | 18 | 40.86 | 40.404 |  | ATTIC R25
VAULT R19 | 24.104 | 30.36 | 59.204 |  | VAULT R25
FLOOR R22 | 40.656 | 68.992 | 103.488
WINDOW CL50 | 55.68 | 94.08 | 169.44
DOOR R5 | 7.22 | 7.22 | 11.02
INFILTRATION @ O.35 ACH | 47.7338 | 81.0029 | 121.5043
Total UA | 252.0818 | 379.9709 | 564.3643 | 396.9825
Mean Use | 3545.8203 | 6350.3908 | 10430.5178 | 6727.8232
Conductive Uo | 0.066999 | 0.068009 | 0.068427 | 0.068019
All Regionally Cost-Effective | 924 | 1568 | 2352 | 1636.32
Envelope Area | 3050 | 4396 | 6472 | 4591.28
WALL R21 ADV | 52.4 | 51.3 | 52.95
ATTIC R38 | 10.8 | 24.516 | 29.484
VAULT R30 | 17.292 | 21.78 | 51.414
FLOOR R33 | 29.568 | 50.176 | 75.264
WINDOW CL35 | 39.44 | 66.64 | 120.02
DOOR R5 | 7.22 | 7.22 | 11.02
INFILTRATION @ O.35 ACH | 47.7338 | 81.0029 | 121.5043
Total UA | 204.4538 | 302.6349 | 461.6563 | 317.7902
Mean Use | 2180.1635 | 4034.2802 | 7239.1269 | 4344.6972
Conductive Uo | 0.051384 | 0.050417 | 0.052557 | 0.050712
New Manufactured Housing
Vintage | Annual Use(kWh) | Annual Use (kWh/yr.) | % of 1983 Use | Incremental Savings/ Unit | Cumulative Savings/ Unit
1983 Practice | 11700.8699 | 7.1507 | 100% | 0 | 0
1989 Practice | 10300.3313 | 6.2948 | 88.03% | 1400.5386 | 1400.5386
1994 HUD Code | 7854.8959 | 4.8003 | 67.13% | 2445.4355 | 3845.974
2000 Practice | 6727.8232 | 4.1116 | 57.5% | 1127.0727 | 4973.0467
All Cost Effective | 4344.6972 | 2.6552 | 37.13% | 2383.126 | 7356.1727
Note : 1989 to 1995 Practice change attributed to MAP and Changes in HUD Code
HUD= 105 MW, MAP MTV impact = 165 MW to move practice over 1994 HUD code
Note on O9: Tom Eckman: Attic 25 base case assumed in 2352 prototype to match baseline Uo
Note on O14: Tom Eckman: Vault 25 base case assumed in 2352 prototype to match baseline Uo

## Cost-Effectiveness
Select Case =>* | [8 empty] | New Manufactured Housing Construction Heating System Types & Efficiency
Location Climate Data | Portland | Seattle | Boise | Spokane | Missoula |  |  |  | System Type | Electric FAF | Heat Pump | Baseboard/ Wall/ Radiant | Duct Efficiency
Selected Climate Weights => | 25% | 53% | 22% | 0% | 0% | 100% |  |  | Market Share | 84.52% | 15.48% | 0%
Heating Zone Weight Data | [8 empty] | Heating Zone 1 | 91.45% | 222.9% | 100% | 91.45%
Heating Zone 1 | 25% | 53% | 22% | 0% | 0% | 100% |  |  | Heating Zone 2 | 91.36% | 180.1% | 100% | 91.36%
Heating Zone 2 | 0% | 0% | 15% | 85% | 0% | 100% |  |  | Heating Zone 3 | 91.15% | 167.7% | 100% | 91.15%
Heating Zone 3 | 0% | 0% | 0% | 0% | 100% | 100% |  |  | PNW Region | 91.42% | 214.5% | 100% | 91.42%
PNW Region | 20% | 44% | 15% | 15% | 6% | 100% |  |  | Portland | 91.47% | 230.2% | 100% | 91.47%
Portland | 100% | 0% | 0% | 0% | 0% | 100% |  |  | Seattle | 91.48% | 237% | 100% | 91.48%
Seattle | 0% | 100% | 0% | 0% | 0% | 100% |  |  | Boise | 91.37% | 180.5% | 100% | 91.37%
Boise | 0% | 0% | 100% | 0% | 0% | 100% |  |  | Spokane | 91.36% | 180% | 100% | 91.36%
Spokane | 0% | 0% | 0% | 100% | 0% | 100% |  |  | Missoula | 91.15% | 167.7% | 100% | 91.15%
Missoula | 0% | 0% | 0% | 0% | 100% | 100% |  |  | Selected Case | 91.45% | 222.9% | 100% | 91.45%
1 | 1 | 2 | 3 | 4 | 5 |  |  |  |  | Portland | Seattle | Boise | Spokane | Missoula | Heating Zone 1 | Heating Zone 2 | Heating Zone 3 | PNW Region
Heat Degree Days* | 4461 | 4867 | 6001 | 6888 | 7980 | 5014.98 |  |  | Real HSPF | 8.5888 | 8.8437 | 6.7427 | 6.7258 | 6.2775 | 8.3177 | 6.7283 | 6.2775 | 8.0059
*After selecting "Case", Procost must be re-run to update cost-effectiveness calculation for selected case. | [8 empty] | Real SEER | 12.0342 | 12.2508 | 11.5275 | 11.7907 | 11.7943 | 12.0375 | 11.7513 | 11.7943 | 12.0026
[9 empty] | Duct Efficiency | 91.47% | 91.48% | 91.37% | 91.36% | 0.9115 | 91.45% | 91.36% | 91.15% | 91.42%
Manufactured Housing Annual Use Not Adjusted for Space Heating System Efficiency | [8 empty] | Summary Table for Weighted Average Unit Size Annual Use Adjusted for Heating System Effieciency
Heating Zone | 2000 Baseline Zonal Use (kWh/yr) | Cost-Effective Zonal Use (kWh/yr) | Annual Savings (kWh/yr) | Incremental Cost (2000$) |  |  |  |  | Heating Zone | 2000 Baseline FAF Use | 2000 Baseline Heat Pump Use | 2000 Baseline Zonal Use | Cost Effective FAF Use | Cost-Effective Heat Pump Use | Cost-Effective Zonal Use | Cost Effective FAF Savings | Cost-Effective Heat Pump Savings | Cost-Effective Zonal Savings | Weighted Average
Heating Zone 1 | 6727.8232 | 4344.6972 | 2383.126 | 1424.977 |  |  |  |  | Zone 1 | 8044.0694 | 3300.7027 | 6727.8232 | 5194.7033 | 2131.5295 | 4344.6972 | 2849.3661 | 1169.1732 | 2383.126 | 2589.3362
Heating Zone 2 | 9882.221 | 6725.719 | 3156.502 | 1424.977 |  |  |  |  | Zone 2 | 11839.3571 | 6005.6265 | 9882.221 | 8057.7219 | 4087.3561 | 6725.719 | 3781.6352 | 1918.2704 | 3156.502 | 3493.2573
Heating Zone 3 | 12266.3256 | 8210.3479 | 4055.9777 | 1697.5206 |  |  |  |  | Zone 3 | 14763.9016 | 8027.0124 | 12266.3256 | 9882.0766 | 5372.8041 | 8210.3479 | 4881.8251 | 2654.2083 | 4055.9777 | 4537.0749
PNW Average Climate | 7575.4216 | 4985.3877 | 2590.0339 | 1424.977 |  |  |  |  | PNW Average Climate | 9063.3598 | 3863.8059 | 7575.4216 | 5964.6004 | 2542.7721 | 4985.3877 | 3098.7594 | 1321.0338 | 2590.0339 | 2823.6352
Portland | 5910.9482 | 3791.9051 | 2119.0431 | 1422.9034 |  |  |  |  | Portland | 7064.7987 | 2807.402 | 5910.9482 | 4532.1064 | 1800.9635 | 3791.9051 | 2532.6923 | 1006.4385 | 2119.0431 | 2296.4864
Seattle | 6779.3416 | 4382.2957 | 2397.0459 | 1424.977 |  |  |  |  | Seattle | 8100.9361 | 3126.3472 | 6779.3416 | 5236.5996 | 2020.9304 | 4382.2957 | 2864.3365 | 1105.4168 | 2397.0459 | 2592.1228
Boise | 7531.9778 | 4884.5106 | 2647.4672 | 1424.977 |  |  |  |  | Boise | 9021.9784 | 4566.7387 | 7531.9778 | 5850.7806 | 2961.544 | 4884.5106 | 3171.1979 | 1605.1947 | 2647.4672 | 2928.8402
Spokane | 10296.9698 | 7027.6074 | 3269.3624 | 1449.207 |  |  |  |  | Spokane | 12336.6504 | 6260.2408 | 10296.9698 | 8419.6746 | 4272.569 | 7027.6074 | 3916.9758 | 1987.6718 | 3269.3624 | 3618.393
Missoula | 12266.3256 | 8210.3479 | 4055.9777 | 1697.5206 |  |  |  |  | Missoula | 14763.9016 | 8027.0124 | 12266.3256 | 9882.0766 | 5372.8041 | 8210.3479 | 4881.8251 | 2654.2083 | 4055.9777 | 4537.0749
Case | 6727.8232 | 4344.6972 | 2383.126 | 1424.977 |  |  |  |  | Case | 8044.0694 | 3300.7027 | 6727.8232 | 5194.7033 | 2131.5295 | 4344.6972 | 2849.3661 | 1169.1732 | 2383.126 | 2589.3362
| Weight | Weight | Weight | Weighted
| 4% | 84% | 12% | 100%
Average House Size | 924 | 1568 | 2352 | 1636.32
1983 TI UA in 2025 | 352.2159 | 524.7674 | 787.308 | 549.3702
2000 Base Case UA | 252.0818 | 379.9709 | 564.3643 | 396.9825
Cost Effective UA | 204.4538 | 302.6349 | 461.6563 | 317.7902
| 924 |  | 1568 |  | 2352
| 240.9938 | FALSE | 361.1549 | FALSE | 536.1403 | FALSE
| 237.7938 | FALSE | 353.8909 | FALSE | 530.6803 | FALSE
| 233.6018 | FALSE | 348.6109 | FALSE | 522.8903 | FALSE
| 231.6018 | FALSE | 344.0709 | FALSE | 490.4143 | FALSE
| 228.9818 | FALSE | 340.7709 | FALSE | 473.4703 | FALSE
| 218.3098 | FALSE | 322.7389 | FALSE | 467.1163 | FALSE
| 212.7418 | FALSE | 313.3309 | FALSE | 461.6563 | TRUE
| 206.4538 | FALSE | 307.1749 | FALSE | 461.6563 | FALSE
| 204.4538 | TRUE | 302.6349 | TRUE | 456.9823 | FALSE
| 204.4538 | FALSE | 302.6349 | FALSE | 452.6143 | FALSE
| 202.8818 | FALSE | 300.6549 | FALSE | 447.9103 | FALSE
| 201.2818 | FALSE | 297.0229 | FALSE
| 199.4338 | FALSE | 293.8869 | FALSE
Weighted
Average House Size | 924 | 1568 | 2352 | 1636.32
Incremental Cost @ CE UA | 864.3624 | 1382.2986 | 1910.5971 | 1424.977
| 924 |  | 1568 |  | 2352
| 139.7088 | FALSE | 237.0816 | FALSE | 355.6224 | FALSE
| 182.9088 | FALSE | 335.1456 | FALSE | 449.9712 | FALSE
| 239.5008 | FALSE | 406.4256 | FALSE | 584.5824 | FALSE
| 274.0608 | FALSE | 484.8768 | FALSE | 1258.8124 | FALSE
| 319.3344 | FALSE | 541.9008 | FALSE | 1611.8124 | FALSE
| 540.8944 | FALSE | 916.2608 | FALSE | 1769.0739 | FALSE
| 656.8944 | FALSE | 1112.2608 | FALSE | 1910.5971 | TRUE
| 812.5224 | FALSE | 1264.6218 | FALSE | 1910.5971 | FALSE
| 864.3624 | TRUE | 1382.2986 | TRUE | 2112.5139 | FALSE
| 864.3624 | FALSE | 1382.2986 | FALSE | 2324.7987 | FALSE
| 932.2728 | FALSE | 1467.8346 | FALSE | 2680.4211 | FALSE
| 1010.0328 | FALSE | 1644.3498 | FALSE
| 1149.7416 | FALSE | 1881.4314 | FALSE
Weighted
Average House Size | 924 | 1568 | 2352 | 1636.32 | Savings
1983 Use in @ 2025 (kWh/yr) | 6710.6326 | 11059.8583 | 17851.3632 | 11700.8699 | 0
2000 TI Use in 2025 (kWh/yr) | 3545.8203 | 6350.3908 | 10430.5178 | 6727.8232 | 4973.0467 | 0
Use @ CE Limit (kWh/yr) | 2180.1635 | 4034.2802 | 7239.1269 | 4344.6972 | 7356.1727 | 2383.126 |  | Weighted Size |  |  |  |  | New Manufactured Housing Air Conditioning Load Curves
Prototype | UA | 924 | UA | 1568 | UA | 2352 | UA | 1636.32 | UA |  |  |  | 1983 Baseline | [16 empty] | Weighted Average
| 1165 | 36100.3929 | 1165 | 33938.1623 | 1165 | 31192.6566 | 1165 | 33695.1909 | 1165 |  |  |  | Location | PORTLAND | PORTLAND | PORTLAND | SEATTLE | SEATTLE | SEATTLE | BOISE | BOISE | BOISE | SPOKANE | SPOKANE | SPOKANE | MISSOULA | MISSOULA | MISSOULA | Location | PORTLAND | SEATTLE | BOISE | SPOKANE | MISSOULA
| 1150 | 35543.2376 | 1150 | 33386.4032 | 1150 | 30652.3106 | 1150 | 33144.5854 | 1150 |  |  |  | Bldg | 924 | 1568 | 2352 | 924 | 1568 | 2352 | 924 | 1568 | 2352 | 924 | 1568 | 2352 | 924 | 1568 | 2352 |  | 1636.32 | 1636.32 | 1636.32 | 1636.32 | 1636.32
| 1135 | 34986.1858 | 1135 | 32835.3862 | 1135 | 30112.6546 | 1135 | 32594.6904 | 1135 |  |  |  | UA | 352.2159 | 524.7674 | 787.308 | 352.2159 | 524.7674 | 787.308 | 352.2159 | 524.7674 | 787.308 | 352.2159 | 524.7674 | 787.308 | 352.2159 | 524.7674 | 787.308 |  | 549.3702 | 549.3702 | 549.3702 | 549.3702 | 549.3702
| 1120 | 34429.1805 | 1120 | 32284.4665 | 1120 | 29573.4858 | 1120 | 32044.9373 | 1120 |  |  |  | UA/SF | 0.38119 | 0.33467 | 0.33474 | 0.38119 | 0.33467 | 0.33474 | 0.38119 | 0.33467 | 0.33474 | 0.38119 | 0.33467 | 0.33474 | 0.38119 | 0.33467 | 0.33474 |  | 0.33654 | 0.33654 | 0.33654 | 0.33654 | 0.33654
| 1105 | 33872.1462 | 1105 | 31733.6818 | 1105 | 29034.6534 | 1105 | 31495.337 | 1105 |  |  |  | AC Load/SF | 1.9764 | 1.3206 | 1.1439 | 1.1233 | 0.71033 | 0.59148 | 3.4855 | 3.4439 | 2.7042 | 2.5907 | 1.8807 | 1.6745 | 2.4594 | 1.7807 | 1.5945 |  | 1.3256 | 0.71259 | 3.3568 | 1.8844 | 1.7855
| 1090 | 33315.2236 | 1090 | 31183.0507 | 1090 | 28496.1661 | 1090 | 30945.9115 | 1090 |  |  |  | Total AC Load | 1826.1587 | 2070.6591 | 2690.4941 | 1037.9285 | 1113.8043 | 1391.1567 | 3220.5692 | 5400.0068 | 6360.3922 | 2393.8332 | 2948.9865 | 3938.5212 | 2272.4534 | 2792.2012 | 3750.3612 |  | 2135.2593 | 1144.0516 | 5428.0755 | 3045.5245 | 2886.3905
| 1075 | 32758.4345 | 1075 | 30632.6856 | 1075 | 27958.7176 | 1075 | 30396.8394 | 1075
| 1060 | 32201.8283 | 1060 | 30082.8166 | 1060 | 27422.3583 | 1060 | 29848.3221 | 1060 |  |  |  | Post-1994 Baseline | [16 empty] | Weighted Average
| 1045 | 31645.6379 | 1045 | 29533.1699 | 1045 | 26886.523 | 1045 | 29300.071 | 1045 |  |  |  | Location | PORTLAND | PORTLAND | PORTLAND | SEATTLE | SEATTLE | SEATTLE | BOISE | BOISE | BOISE | SPOKANE | SPOKANE | SPOKANE | MISSOULA | MISSOULA | MISSOULA | Location | PORTLAND | SEATTLE | BOISE | SPOKANE | MISSOULA
| 1030 | 31089.7448 | 1030 | 28984.1099 | 1030 | 26351.6238 | 1030 | 28752.4369 | 1030 |  |  |  | Bldg | 924 | 1568 | 2352 | 924 | 1568 | 2352 | 924 | 1568 | 2352 | 924 | 1568 | 2352 | 924 | 1568 | 2352 |  | 1636.32 | 1636.32 | 1636.32 | 1636.32 | 1636.32
| 1015 | 30534.0018 | 1015 | 28435.758 | 1015 | 25818.041 | 1015 | 28205.5617 | 1015 |  |  |  | UA | 252.0818 | 379.9709 | 564.3643 | 252.0818 | 379.9709 | 564.3643 | 252.0818 | 379.9709 | 564.3643 | 252.0818 | 379.9709 | 564.3643 | 252.0818 | 379.9709 | 564.3643 |  | 396.9825 | 396.9825 | 396.9825 | 396.9825 | 396.9825
| 1000 | 29978.4621 | 1000 | 27888.6156 | 1000 | 25285.6633 | 1000 | 27659.8552 | 1000 |  |  |  | UA/SF | 0.27282 | 0.24233 | 0.23995 | 0.27282 | 0.24233 | 0.23995 | 0.27282 | 0.24233 | 0.23995 | 0.27282 | 0.24233 | 0.23995 | 0.27282 | 0.24233 | 0.23995 |  | 0.24326 | 0.24326 | 0.24326 | 0.24326 | 0.24326
| 985 | 29423.0123 | 985 | 27342.7243 | 985 | 24754.0527 | 985 | 27115.2952 | 985 |  |  |  | AC Load/SF | 1.2299 | 0.83992 | 0.75633 | 0.65995 | 0.42996 | 0.37953 | 2.3338 | 2.3032 | 1.8698 | 1.6898 | 1.2399 | 1.1393 | 1.6099 | 1.1599 | 1.0593 |  | 0.84549 | 0.43311 | 2.2524 | 1.2458 | 1.1658
| 970 | 28867.8992 | 970 | 26797.4618 | 970 | 24223.5936 | 970 | 26571.4151 | 970 |  |  |  | Total AC Load | 1136.3949 | 1316.9932 | 1778.8997 | 609.7951 | 674.1732 | 892.6546 | 2156.4441 | 3611.4803 | 4397.7297 | 1561.3584 | 1944.0987 | 2679.7143 | 1487.5423 | 1818.7198 | 2491.5543 |  | 1365.1981 | 697.8158 | 3647.6288 | 2017.063 | 1886.2129
| 955 | 28313.3408 | 955 | 26252.8805 | 955 | 23694.2599 | 955 | 26028.2644 | 955
| 940 | 27759.1597 | 940 | 25708.833 | 940 | 23165.4541 | 940 | 25485.6406 | 940 |  |  |  | All Cost Effective Measures | [16 empty] | Weighted Average
| 925 | 27205.0993 | 925 | 25165.3396 | 925 | 22638.1049 | 925 | 24943.6618 | 925 |  |  |  | Location | PORTLAND | PORTLAND | PORTLAND | SEATTLE | SEATTLE | SEATTLE | BOISE | BOISE | BOISE | SPOKANE | SPOKANE | SPOKANE | MISSOULA | MISSOULA | MISSOULA | Location | PORTLAND | SEATTLE | BOISE | SPOKANE | MISSOULA
| 910 | 26651.3903 | 910 | 24622.9352 | 910 | 22111.8866 | 910 | 24402.7476 | 910 |  |  |  | Bldg | 924 | 1568 | 2352 | 924 | 1568 | 2352 | 924 | 1568 | 2352 | 924 | 1568 | 2352 | 924 | 1568 | 2352 |  | 1636.32 | 1636.32 | 1636.32 | 1636.32 | 1636.32
| 895 | 26097.712 | 895 | 24081.2596 | 895 | 21586.1149 | 895 | 23862.5003 | 895 |  |  |  | UA | 204.4538 | 302.6349 | 461.6563 | 204.4538 | 302.6349 | 461.6563 | 204.4538 | 302.6349 | 461.6563 | 204.4538 | 302.6349 | 461.6563 | 204.4538 | 302.6349 | 461.6563 |  | 317.7902 | 317.7902 | 317.7902 | 317.7902 | 317.7902
| 880 | 25544.2839 | 880 | 23540.6009 | 880 | 21061.2212 | 880 | 23323.2227 | 880 |  |  |  | UA/SF | 0.22127 | 0.19301 | 0.19628 | 0.22127 | 0.19301 | 0.19628 | 0.22127 | 0.19301 | 0.19628 | 0.22127 | 0.19301 | 0.19628 | 0.22127 | 0.19301 | 0.19628 |  | 0.19453 | 0.19453 | 0.19453 | 0.19453 | 0.19453
| 865 | 24991.4902 | 865 | 23000.9927 | 865 | 20538.3566 | 865 | 22785.0962 | 865 |  |  |  | AC Load/SF | 0.8748 | 0.5832 | 0.57778 | 0.43956 | 0.28021 | 0.28189 | 1.786 | 1.694 | 1.4854 | 1.2613 | 0.89757 | 0.89277 | 1.2059 | 0.8283 | 0.81277 |  | 0.59421 | 0.28678 | 1.6727 | 0.91154 | 0.84154
| 850 | 24438.9874 | 850 | 22462.0346 | 850 | 20016.3261 | 850 | 22247.6277 | 850 |  |  |  | Total AC Load | 808.3142 | 914.4594 | 1358.9369 | 406.1568 | 439.3656 | 662.9995 | 1650.3014 | 2656.226 | 3493.55 | 1165.3982 | 1407.3869 | 2099.7941 | 1114.2055 | 1298.7822 | 1911.6341 |  | 963.5509 | 464.8733 | 2716.4679 | 1480.7962 | 1364.9413
| 835 | 23886.6584 | 835 | 21923.3794 | 835 | 19495.8892 | 835 | 21710.6118 | 835
| 820 | 23334.8224 | 820 | 21385.0387 | 820 | 18977.2423 | 820 | 21174.0945 | 820
| 805 | 22783.2101 | 805 | 20847.4246 | 805 | 18459.809 | 805 | 20638.3421 | 805
| 790 | 22231.8764 | 790 | 20311.1793 | 790 | 17943.7612 | 790 | 20103.917 | 790
| 775 | 21681.3211 | 775 | 19776.1442 | 775 | 17428.9109 | 775 | 19570.6832 | 775
| 760 | 21131.3733 | 760 | 19241.627 | 760 | 16916.4456 | 760 | 19038.1951 | 760
| 745 | 20582.1896 | 745 | 18707.489 | 745 | 16406.1623 | 745 | 18506.3178 | 745
| 730 | 20033.9871 | 730 | 18174.7422 | 730 | 15898.8163 | 730 | 17976.0009 | 730
| 715 | 19486.3703 | 715 | 17642.9525 | 715 | 15392.409 | 715 | 17446.624 | 715
| 700 | 18939.1336 | 700 | 17112.5921 | 700 | 14887.9098 | 700 | 16918.6919 | 700
| 685 | 18392.7759 | 685 | 16584.6405 | 685 | 14386.1456 | 685 | 16393.1465 | 685
| 670 | 17847.4336 | 670 | 16058.3202 | 670 | 13886.4287 | 670 | 15869.2578 | 670
| 655 | 17303.3372 | 655 | 15533.8509 | 655 | 13389.5716 | 655 | 15347.3168 | 655
| 640 | 16760.5549 | 640 | 15012.1113 | 640 | 12894.9112 | 640 | 14827.9851 | 640
| 625 | 16219.4035 | 625 | 14491.7469 | 625 | 12401.615 | 625 | 14310.0373 | 625
| 610 | 15679.9432 | 610 | 13973.0741 | 610 | 11911.2241 | 610 | 13793.9269 | 610
| 595 | 15141.8183 | 595 | 13455.2824 | 595 | 11422.5962 | 595 | 13278.8215 | 595
| 580 | 14604.9461 | 580 | 12939.1421 | 580 | 10935.9402 | 580 | 12765.39 | 580
| 565 | 14069.1234 | 565 | 12425.3012 | 565 | 10450.8391 | 565 | 12254.1186 | 565
| 550 | 13534.7542 | 550 | 11913.0979 | 550 | 9971.3211 | 550 | 11744.9509 | 550
| 535 | 13001.9895 | 535 | 11404.4442 | 535 | 9497.0026 | 535 | 11239.453 | 535
| 520 | 12470.8661 | 520 | 10899.3153 | 520 | 9027.9587 | 520 | 10737.6145 | 520
| 505 | 11941.4266 | 505 | 10397.4363 | 505 | 8562.7852 | 505 | 10239.0378 | 505
| 490 | 11413.3865 | 490 | 9898.8558 | 490 | 8101.3117 | 490 | 9743.7318 | 490
| 475 | 10888.494 | 475 | 9403.4108 | 475 | 7642.9323 | 475 | 9251.5567 | 475
| 460 | 10366.162 | 460 | 8911.329 | 460 | 7189.0035 | 460 | 8762.8433 | 460
| 445 | 9846.5262 | 445 | 8422.1122 | 445 | 6739.9241 | 445 | 8277.2262 | 445
| 430 | 9330.627 | 430 | 7937.058 | 430 | 6296.8646 | 430 | 7795.9776 | 430
| 415 | 8817.608 | 415 | 7455.889 | 415 | 5858.6279 | 415 | 7318.6864 | 415
| 400 | 8307.3487 | 400 | 6978.9423 | 400 | 5426.0337 | 400 | 6845.7295 | 400
| 385 | 7800.9074 | 385 | 6506.9804 | 385 | 5000.7357 | 385 | 6377.9881 | 385
| 370 | 7299.0369 | 370 | 6039.9317 | 370 | 4582.799 | 370 | 5915.44 | 370
| 355 | 6801.9109 | 355 | 5578.0542 | 355 | 4173.6364 | 355 | 5458.4783 | 355
| 340 | 6310.1204 | 340 | 5124.9464 | 340 | 3775.6516 | 340 | 5010.438 | 340
| 325 | 5821.748 | 325 | 4680.7674 | 325 | 3389.5611 | 325 | 4571.4618 | 325
| 310 | 5339.8684 | 310 | 4245.0278 | 310 | 3013.7967 | 310 | 4141.0737 | 310
| 295 | 4864.1031 | 295 | 3815.8137 | 295 | 2655.3847 | 295 | 3718.4938 | 295
| 280 | 4395.5418 | 280 | 3392.574 | 280 | 2307.8377 | 280 | 3302.5243 | 280
| 265 | 3935.1673 | 265 | 2975.3701 | 265 | 1973.8359 | 265 | 2893.5778 | 265
| 250 | 3483.0747 | 250 | 2571.1585 | 250 | 1655.5084 | 250 | 2497.7571 | 250
| 235 | 3041.2719 | 235 | 2185.366 | 235 | 1355.6179 | 235 | 2120.0324 | 235
| 220 | 2612.3941 | 220 | 1818.361 | 220 | 1079.5705 | 220 | 1761.4674 | 220
| 205 | 2194.9089 | 205 | 1473.2792 | 205 | 826.9051 | 205 | 1424.5795 | 205
| 190 | 1789.9355 | 190 | 1150.499 | 190 | 603.3709 | 190 | 1110.4211 | 190
| 175 | 1407.0428 | 175 | 854.0607 | 175 | 409.5382 | 175 | 822.8372 | 175
| 160 | 1053.5318 | 160 | 594.6171 | 160 | 248.0396 | 160 | 571.3843 | 160
| 145 | 737.4823 | 145 | 374.9332 | 145 | 123.5839 | 145 | 359.2732 | 145
| 130 | 460.6672 | 130 | 204.5444 | 130 | 49.8591 | 130 | 196.2271 | 130
Measure Name | Savings (kWh/yr.) | Savings (Therms) | Capital Cost ($)
SGC - Zone 1 | 2426.1292 | 106.1587 | 1086.6633
SGC - Zone 2 | 3184.5261 | 139.3434 | 1086.6633
SGC - Zone 3 | 3751.3212 | 164.1443 | 1086.6633
Note on J19: Tom Eckman: These valueas are used to calculate savings for regional supply curve. "Zonal" Loads are used as the basis for calculating space heating system conversions & upgrade cost-effectiveness.

## Insulation Costs
John Mansfield Insulation Cost to Manfucaturers
Measure | R-Value | Cents/R/sq.ft. | Total | Incremental | Cost over R11 | Markup@ 2.0
R11 | 11 | 0.008 | 0.088 | 0.088 |  | 0
R13 | 13 | 0.009 | 0.117 | 0.029 | 0.029 | 0.058
R15 | 15 | 0.0155 | 0.2325 | 0.1155 | 0.1445 | 0.289
R21 | 21 | 0.01 | 0.21 | -0.0225 | 0.122 | 0.244
R22 | 22 | 0.009 | 0.198 | -0.012 | 0.11 | 0.22

## Lookup Table
Technology, Measure or Practice | Delivery Mechanism or Program | Application | Location
SGC - Manufactured Homes - Heating Zone 3 | Home must be certified Super Good Cents under Northwest Energy Efficient Manufactured Home Program | New manufactured homes built under HUD standards w/Electric Heat | Heating Zone 3
SGC - Manufactured Homes - Heating Zone 2 | Home must be certified Super Good Cents under Northwest Energy Efficient Manufactured Home Program | New manufactured homes built under HUD standards w/Electric Heat | Heating Zone 2
SGC - Manufactured Homes - Heating Zone 1 | Home must be certified Super Good Cents under Northwest Energy Efficient Manufactured Home Program | New manufactured homes built under HUD standards w/Electric Heat | Heating Zone 1
SGC - Manufactured Homes - PNW Average Climate | Home must be certified Super Good Cents under Northwest Energy Efficient Manufactured Home Program | New manufactured homes built under HUD standards w/Electric Heat | PNW Average Climate