## 98Plan Medium
1998 Plan Avoided Cost - Medium |  |  |  |  | 1995 | 107.515
1997$ |  |  |  |  | 1996 | 109.54
Embedded Inflation |  | 2.5% |  |  | 1997 | 111.57
[5 empty] | 95 to 97$= | 1.0377
Period | Seg 1 | Seg 2 | Seg 3 | Seg 4
1997-09-01 | 24.9778 | 24.9571 | 23.3797 | 23.2241
1997-10-01 | 24.9778 | 24.9571 | 23.3797 | 23.2241
1997-11-01 | 24.9778 | 24.9571 | 23.3797 | 23.2241
1997-12-01 | 24.7391 | 24.708 | 24.3448 | 24.2203
1998-01-01 | 24.7391 | 24.708 | 24.3448 | 24.2203
1998-02-01 | 24.7391 | 24.708 | 24.3448 | 24.2203
1998-03-01 | 24.7391 | 24.708 | 24.3448 | 24.2203
1998-04-01 | 22.892 | 22.3005 | 21.5326 | 21.4392
1998-05-01 | 22.892 | 22.3005 | 21.5326 | 21.4392
1998-06-01 | 22.892 | 22.3005 | 21.5326 | 21.4392
1998-07-01 | 23.992 | 23.6184 | 23.525 | 23.4731
1998-08-01 | 23.992 | 23.6184 | 23.525 | 23.4731
1998-09-01 | 24.8948 | 24.8844 | 23.3071 | 23.1411
1998-10-01 | 24.8948 | 24.8844 | 23.3071 | 23.1411
1998-11-01 | 24.8948 | 24.8844 | 23.3071 | 23.1411
1998-12-01 | 24.6561 | 24.6354 | 24.2722 | 24.1476
1999-01-01 | 24.6561 | 24.6354 | 24.2722 | 24.1476
1999-02-01 | 24.6561 | 24.6354 | 24.2722 | 24.1476
1999-03-01 | 24.6561 | 24.6354 | 24.2722 | 24.1476
1999-04-01 | 22.8194 | 22.2279 | 21.4496 | 21.3666
1999-05-01 | 22.8194 | 22.2279 | 21.4496 | 21.3666
1999-06-01 | 22.8194 | 22.2279 | 21.4496 | 21.3666
1999-07-01 | 23.909 | 23.5354 | 23.4524 | 23.4005
1999-08-01 | 23.909 | 23.5354 | 23.4524 | 23.4005
1999-09-01 | 26.0467 | 25.9948 | 24.2307 | 24.0854
1999-10-01 | 26.0467 | 25.9948 | 24.2307 | 24.0854
1999-11-01 | 26.0467 | 25.9948 | 24.2307 | 24.0854
1999-12-01 | 25.7872 | 25.725 | 25.2788 | 25.175
2000-01-01 | 25.7872 | 25.725 | 25.2788 | 25.175
2000-02-01 | 25.7872 | 25.725 | 25.2788 | 25.175
2000-03-01 | 25.7872 | 25.725 | 25.2788 | 25.175
2000-04-01 | 23.7844 | 23.1099 | 22.2279 | 22.1552
2000-05-01 | 23.7844 | 23.1099 | 22.2279 | 22.1552
2000-06-01 | 23.7844 | 23.1099 | 22.2279 | 22.1552
2000-07-01 | 24.9778 | 24.5316 | 24.3967 | 24.3656
2000-08-01 | 24.9778 | 24.5316 | 24.3967 | 24.3656
2000-09-01 | 26.4929 | 26.441 | 24.6769 | 24.542
2000-10-01 | 26.4929 | 26.441 | 24.6769 | 24.542
2000-11-01 | 26.4929 | 26.441 | 24.6769 | 24.542
2000-12-01 | 26.2231 | 26.1608 | 25.7769 | 25.6835
2001-01-01 | 26.2231 | 26.1608 | 25.7769 | 25.6835
2001-02-01 | 26.2231 | 26.1608 | 25.7769 | 25.6835
2001-03-01 | 26.2231 | 26.1608 | 25.7769 | 25.6835
2001-04-01 | 24.1373 | 23.4316 | 22.5807 | 22.5184
2001-05-01 | 24.1373 | 23.4316 | 22.5807 | 22.5184
2001-06-01 | 24.1373 | 23.4316 | 22.5807 | 22.5184
2001-07-01 | 25.3825 | 24.9156 | 24.8533 | 24.8325
2001-08-01 | 25.3825 | 24.9156 | 24.8533 | 24.8325
2001-09-01 | 27.4995 | 27.4372 | 25.4137 | 25.2684
2001-10-01 | 27.4995 | 27.4372 | 25.4137 | 25.2684
2001-11-01 | 27.4995 | 27.4372 | 25.4137 | 25.2684
2001-12-01 | 27.2089 | 27.1363 | 26.5967 | 26.4825
2002-01-01 | 27.2089 | 27.1363 | 26.5967 | 26.4825
2002-02-01 | 27.2089 | 27.1363 | 26.5967 | 26.4825
2002-03-01 | 27.2089 | 27.1363 | 26.5967 | 26.4825
2002-04-01 | 24.9467 | 24.1892 | 23.1722 | 23.0996
2002-05-01 | 24.9467 | 24.1892 | 23.1722 | 23.0996
2002-06-01 | 24.9467 | 24.1892 | 23.1722 | 23.0996
2002-07-01 | 26.2853 | 25.7872 | 25.6004 | 25.5693
2002-08-01 | 26.2853 | 25.7872 | 25.6004 | 25.5693
2002-09-01 | 27.5514 | 27.4476 | 25.4344 | 25.3099
2002-10-01 | 27.5514 | 27.4476 | 25.4344 | 25.3099
2002-11-01 | 27.5514 | 27.4476 | 25.4344 | 25.3099
2002-12-01 | 27.2504 | 27.1363 | 26.6382 | 26.5448
2003-01-01 | 27.2504 | 27.1363 | 26.6382 | 26.5448
2003-02-01 | 27.2504 | 27.1363 | 26.6382 | 26.5448
2003-03-01 | 27.2504 | 27.1363 | 26.6382 | 26.5448
2003-04-01 | 24.9674 | 24.158 | 23.1618 | 23.0996
2003-05-01 | 24.9674 | 24.158 | 23.1618 | 23.0996
2003-06-01 | 24.9674 | 24.158 | 23.1618 | 23.0996
2003-07-01 | 26.3268 | 25.7872 | 25.6316 | 25.6212
2003-08-01 | 26.3268 | 25.7872 | 25.6316 | 25.6212
2003-09-01 | 28.1636 | 28.0598 | 25.7872 | 25.6212
2003-10-01 | 28.1636 | 28.0598 | 25.7872 | 25.6212
2003-11-01 | 28.1636 | 28.0598 | 25.7872 | 25.6212
2003-12-01 | 27.8523 | 27.7381 | 27.0325 | 26.908
2004-01-01 | 27.8523 | 27.7381 | 27.0325 | 26.908
2004-02-01 | 27.8523 | 27.7381 | 27.0325 | 26.908
2004-03-01 | 27.8523 | 27.7381 | 27.0325 | 26.908
2004-04-01 | 25.4344 | 24.5939 | 23.4109 | 23.3175
2004-05-01 | 25.4344 | 24.5939 | 23.4109 | 23.3175
2004-06-01 | 25.4344 | 24.5939 | 23.4109 | 23.3175
2004-07-01 | 26.8768 | 26.3061 | 25.9844 | 25.9533
2004-08-01 | 26.8768 | 26.3061 | 25.9844 | 25.9533
2004-09-01 | 28.2155 | 28.0183 | 25.6938 | 25.5278
2004-10-01 | 28.2155 | 28.0183 | 25.6938 | 25.5278
2004-11-01 | 28.2155 | 28.0183 | 25.6938 | 25.5278
2004-12-01 | 27.8938 | 27.6863 | 26.9495 | 26.8353
2005-01-01 | 27.8938 | 27.6863 | 26.9495 | 26.8353
2005-02-01 | 27.8938 | 27.6863 | 26.9495 | 26.8353
2005-03-01 | 27.8938 | 27.6863 | 26.9495 | 26.8353
2005-04-01 | 25.4344 | 24.5108 | 23.2863 | 23.2137
2005-05-01 | 25.4344 | 24.5108 | 23.2863 | 23.2137
2005-06-01 | 25.4344 | 24.5108 | 23.2863 | 23.2137
2005-07-01 | 26.8976 | 26.2335 | 25.891 | 25.8703
2005-08-01 | 26.8976 | 26.2335 | 25.891 | 25.8703
2005-09-01 | 28.7032 | 28.4749 | 26.2231 | 26.0674
2005-10-01 | 28.7032 | 28.4749 | 26.2231 | 26.0674
2005-11-01 | 28.7032 | 28.4749 | 26.2231 | 26.0674
2005-12-01 | 28.3711 | 28.1325 | 27.541 | 27.4372
2006-01-01 | 28.3711 | 28.1325 | 27.541 | 27.4372
2006-02-01 | 28.3711 | 28.1325 | 27.541 | 27.4372
2006-03-01 | 28.3711 | 28.1325 | 27.541 | 27.4372
2006-04-01 | 25.8184 | 24.8325 | 23.7014 | 23.6392
2006-05-01 | 25.8184 | 24.8325 | 23.7014 | 23.6392
2006-06-01 | 25.8184 | 24.8325 | 23.7014 | 23.6392
2006-07-01 | 27.3334 | 26.6278 | 26.4306 | 26.4202
2006-08-01 | 27.3334 | 26.6278 | 26.4306 | 26.4202
2006-09-01 | 28.7447 | 28.6825 | 26.3787 | 26.2023
2006-10-01 | 28.7447 | 28.6825 | 26.3787 | 26.2023
2006-11-01 | 28.7447 | 28.6825 | 26.3787 | 26.2023
2006-12-01 | 28.4127 | 28.3296 | 27.7278 | 27.5929
2007-01-01 | 28.4127 | 28.3296 | 27.7278 | 27.5929
2007-02-01 | 28.4127 | 28.3296 | 27.7278 | 27.5929
2007-03-01 | 28.4127 | 28.3296 | 27.7278 | 27.5929
2007-04-01 | 25.8287 | 24.9674 | 23.8052 | 23.7118
2007-05-01 | 25.8287 | 24.9674 | 23.8052 | 23.7118
2007-06-01 | 25.8287 | 24.9674 | 23.8052 | 23.7118
2007-07-01 | 27.3646 | 26.7938 | 26.5863 | 26.5551
2007-08-01 | 27.3646 | 26.7938 | 26.5863 | 26.5551
2007-09-01 | 28.9626 | 28.8277 | 26.4617 | 26.2853
2007-10-01 | 28.9626 | 28.8277 | 26.4617 | 26.2853
2007-11-01 | 28.9626 | 28.8277 | 26.4617 | 26.2853
2007-12-01 | 28.6202 | 28.4749 | 27.8315 | 27.707
2008-01-01 | 28.6202 | 28.4749 | 27.8315 | 27.707
2008-02-01 | 28.6202 | 28.4749 | 27.8315 | 27.707
2008-03-01 | 28.6202 | 28.4749 | 27.8315 | 27.707
2008-04-01 | 25.9844 | 25.0505 | 23.8571 | 23.7637
2008-05-01 | 25.9844 | 25.0505 | 23.8571 | 23.7637
2008-06-01 | 25.9844 | 25.0505 | 23.8571 | 23.7637
2008-07-01 | 27.5514 | 26.9183 | 26.6797 | 26.6485
2008-08-01 | 27.5514 | 26.9183 | 26.6797 | 26.6485
2008-09-01 | 30.2494 | 30.1145 | 27.4787 | 27.2608
2008-10-01 | 30.2494 | 30.1145 | 27.4787 | 27.2608
2008-11-01 | 30.2494 | 30.1145 | 27.4787 | 27.2608
2008-12-01 | 29.8758 | 29.7409 | 28.9419 | 28.7759
2009-01-01 | 29.8758 | 29.7409 | 28.9419 | 28.7759
2009-02-01 | 29.8758 | 29.7409 | 28.9419 | 28.7759
2009-03-01 | 29.8758 | 29.7409 | 28.9419 | 28.7759
2009-04-01 | 27.0532 | 26.057 | 24.6873 | 24.5731
2009-05-01 | 27.0532 | 26.057 | 24.6873 | 24.5731
2009-06-01 | 27.0532 | 26.057 | 24.6873 | 24.5731
2009-07-01 | 28.7343 | 28.0598 | 27.707 | 27.6551
2009-08-01 | 28.7343 | 28.0598 | 27.707 | 27.6551
2009-09-01 | 29.8551 | 29.8032 | 27.1259 | 26.9183
2009-10-01 | 29.8551 | 29.8032 | 27.1259 | 26.9183
2009-11-01 | 29.8551 | 29.8032 | 27.1259 | 26.9183
2009-12-01 | 29.4919 | 29.4296 | 28.5683 | 28.4127
2010-01-01 | 29.4919 | 29.4296 | 28.5683 | 28.4127
2010-02-01 | 29.4919 | 29.4296 | 28.5683 | 28.4127
2010-03-01 | 29.4919 | 29.4296 | 28.5683 | 28.4127
2010-04-01 | 26.69 | 25.7769 | 24.3552 | 24.2514
2010-05-01 | 26.69 | 25.7769 | 24.3552 | 24.2514
2010-06-01 | 26.69 | 25.7769 | 24.3552 | 24.2514
2010-07-01 | 28.3608 | 27.7693 | 27.3438 | 27.2919
2010-08-01 | 28.3608 | 27.7693 | 27.3438 | 27.2919
2010-09-01 | 30.1664 | 30.1664 | 27.4164 | 27.2089
2010-10-01 | 30.1664 | 30.1664 | 27.4164 | 27.2089
2010-11-01 | 30.1664 | 30.1664 | 27.4164 | 27.2089
2010-12-01 | 29.7928 | 29.7824 | 28.9004 | 28.7447
2011-01-01 | 29.7928 | 29.7824 | 28.9004 | 28.7447
2011-02-01 | 29.7928 | 29.7824 | 28.9004 | 28.7447
2011-03-01 | 29.7928 | 29.7824 | 28.9004 | 28.7447
2011-04-01 | 26.9391 | 26.0259 | 24.5835 | 24.4693
2011-05-01 | 26.9391 | 26.0259 | 24.5835 | 24.4693
2011-06-01 | 26.9391 | 26.0259 | 24.5835 | 24.4693
2011-07-01 | 28.6306 | 28.0702 | 27.6447 | 27.5929
2011-08-01 | 28.6306 | 28.0702 | 27.6447 | 27.5929
2011-09-01 | 30.7579 | 30.8409 | 27.9872 | 27.7485
2011-10-01 | 30.7579 | 30.8409 | 27.9872 | 27.7485
2011-11-01 | 30.7579 | 30.8409 | 27.9872 | 27.7485
2011-12-01 | 30.3636 | 30.4466 | 29.5334 | 29.3466
2012-01-01 | 30.3636 | 30.4466 | 29.5334 | 29.3466
2012-02-01 | 30.3636 | 30.4466 | 29.5334 | 29.3466
2012-03-01 | 30.3636 | 30.4466 | 29.5334 | 29.3466
2012-04-01 | 27.4061 | 26.5448 | 25.0401 | 24.9052
2012-05-01 | 27.4061 | 26.5448 | 25.0401 | 24.9052
2012-06-01 | 27.4061 | 26.5448 | 25.0401 | 24.9052
2012-07-01 | 29.1598 | 28.6617 | 28.2259 | 28.1532
2012-08-01 | 29.1598 | 28.6617 | 28.2259 | 28.1532
2012-09-01 | 30.7579 | 30.9032 | 28.1428 | 27.9146
2012-10-01 | 30.7579 | 30.9032 | 28.1428 | 27.9146
2012-11-01 | 30.7579 | 30.9032 | 28.1428 | 27.9146
2012-12-01 | 30.3636 | 30.4985 | 29.7202 | 29.5334
2013-01-01 | 30.3636 | 30.4985 | 29.7202 | 29.5334
2013-02-01 | 30.3636 | 30.4985 | 29.7202 | 29.5334
2013-03-01 | 30.3636 | 30.4985 | 29.7202 | 29.5334
2013-04-01 | 27.3749 | 26.5551 | 25.1439 | 25.0193
2013-05-01 | 27.3749 | 26.5551 | 25.1439 | 25.0193
2013-06-01 | 27.3749 | 26.5551 | 25.1439 | 25.0193
2013-07-01 | 29.1494 | 28.7032 | 28.3919 | 28.3296
2013-08-01 | 29.1494 | 28.7032 | 28.3919 | 28.3296
2013-09-01 | 31.5673 | 31.6815 | 28.5579 | 28.3089
2013-10-01 | 31.5673 | 31.6815 | 28.5579 | 28.3089
2013-11-01 | 31.5673 | 31.6815 | 28.5579 | 28.3089
2013-12-01 | 31.1626 | 31.256 | 30.1871 | 29.9796
2014-01-01 | 31.1626 | 31.256 | 30.1871 | 29.9796
2014-02-01 | 31.1626 | 31.256 | 30.1871 | 29.9796
2014-03-01 | 31.1626 | 31.256 | 30.1871 | 29.9796
2014-04-01 | 28.0391 | 27.1466 | 25.4759 | 25.3306
2014-05-01 | 28.0391 | 27.1466 | 25.4759 | 25.3306
2014-06-01 | 28.0391 | 27.1466 | 25.4759 | 25.3306
2014-07-01 | 29.8966 | 29.3881 | 28.8174 | 28.7343
2014-08-01 | 29.8966 | 29.3881 | 28.8174 | 28.7343
2014-09-01 | 31.2664 | 31.3183 | 28.2881 | 28.0183
2014-10-01 | 31.2664 | 31.3183 | 28.2881 | 28.0183
2014-11-01 | 31.2664 | 31.3183 | 28.2881 | 28.0183
2014-12-01 | 30.8617 | 30.9032 | 29.8966 | 29.6787
2015-01-01 | 30.8617 | 30.9032 | 29.8966 | 29.6787
2015-02-01 | 30.8617 | 30.9032 | 29.8966 | 29.6787
2015-03-01 | 30.8617 | 30.9032 | 29.8966 | 29.6787
2015-04-01 | 27.7589 | 26.825 | 25.2165 | 25.0608
2015-05-01 | 27.7589 | 26.825 | 25.2165 | 25.0608
2015-06-01 | 27.7589 | 26.825 | 25.2165 | 25.0608
2015-07-01 | 29.606 | 29.0457 | 28.5372 | 28.4438
2015-08-01 | 29.606 | 29.0457 | 28.5372 | 28.4438
2015-09-01 | 32.1899 | 32.2833 | 29.0872 | 28.8277
2015-10-01 | 32.1899 | 32.2833 | 29.0872 | 28.8277
2015-11-01 | 32.1899 | 32.2833 | 29.0872 | 28.8277
2015-12-01 | 31.7645 | 31.8475 | 30.7683 | 30.5711
2016-01-01 | 31.7645 | 31.8475 | 30.7683 | 30.5711
2016-02-01 | 31.7645 | 31.8475 | 30.7683 | 30.5711
2016-03-01 | 31.7645 | 31.8475 | 30.7683 | 30.5711
2016-04-01 | 28.5164 | 27.5721 | 25.8703 | 25.725
2016-05-01 | 28.5164 | 27.5721 | 25.8703 | 25.725
2016-06-01 | 28.5164 | 27.5721 | 25.8703 | 25.725
2016-07-01 | 30.4466 | 29.8966 | 29.3466 | 29.274
2016-08-01 | 30.4466 | 29.8966 | 29.3466 | 29.274
Note on A3: Pete Swartz: Code searches for string "Embedded Inflation" in column A, so don't change the text. The inflation value is has to be entered in column C of the corresponding row.
Note on A5: Pete Swartz: The "Period" header is required and has to be in column 1. A date format is required. Data has to start in the first 100 rows. Data has to start before the Program start date. The last year of data is extended to cover the program life if necessary, so make sure the data ends in a with a full calendar year's worth of entries.

## MidC 5_00 Forecast
Mid-Columbia Whole Price Forecast 05/4/00
Base Year $ |  | 1997
Embedded Inflation |  | 2.5%
| Electricity $/MWh |  |  |  | Natural Gas $/MMBtu
Period | Seg 1 | Seg 2 | Seg 3 | Seg 4 | Seg 1 | Seg 2 | Seg 3 | Seg 4
1998-01-01 | 22.7407 | 19.1708 | 12.3642 | 11.2486 | 2 | 2 | 2 | 2
1998-02-01 | 21.3754 | 18.2855 | 12.2612 | 11.7732 | 2 | 2 | 2 | 2
1998-03-01 | 24.2459 | 19.0368 | 12.8847 | 12.8389 | 2 | 2 | 2 | 2
1998-04-01 | 16.4846 | 13.4339 | 9.9664 | 9.61 | 2 | 2 | 2 | 2
1998-05-01 | 17.3787 | 10.8191 | 7.3947 | 6.2456 | 2 | 2 | 2 | 2
1998-06-01 | 19.0962 | 11.8065 | 8.8353 | 6.8647 | 2 | 2 | 2 | 2
1998-07-01 | 36.4205 | 18.5659 | 13.1409 | 11.3733 | 2 | 2 | 2 | 2
1998-08-01 | 47.6558 | 25.5589 | 15.1198 | 14.3018 | 2 | 2 | 2 | 2
1998-09-01 | 34.2702 | 21.1203 | 13.9477 | 13.4218 | 2 | 2 | 2 | 2
1998-10-01 | 23.2716 | 19.8103 | 14.059 | 13.1713 | 2 | 2 | 2 | 2
1998-11-01 | 26.6019 | 22.9453 | 15.1527 | 13.6739 | 2 | 2 | 2 | 2
1998-12-01 | 26.901 | 22.4032 | 14.3518 | 13.1159 | 2 | 2 | 2 | 2
1999-01-01 | 29.6603 | 23.0565 | 12.764 | 12.2149 | 2.05 | 2.05 | 2.05 | 2.05
1999-02-01 | 25.8919 | 20.7827 | 12.8712 | 11.7397 | 2.05 | 2.05 | 2.05 | 2.05
1999-03-01 | 30.3455 | 22.2776 | 13.3405 | 11.8311 | 2.05 | 2.05 | 2.05 | 2.05
1999-04-01 | 22.2361 | 17.505 | 11.6229 | 10.1665 | 2.05 | 2.05 | 2.05 | 2.05
1999-05-01 | 21.565 | 13.375 | 8.5497 | 6.7573 | 2.05 | 2.05 | 2.05 | 2.05
1999-06-01 | 25.4945 | 14.3478 | 9.31 | 7.2203 | 2.05 | 2.05 | 2.05 | 2.05
1999-07-01 | 42.7869 | 24.0569 | 15.5171 | 14.3892 | 2.05 | 2.05 | 2.05 | 2.05
1999-08-01 | 51.3394 | 31.4 | 18.8345 | 16.5417 | 2.05 | 2.05 | 2.05 | 2.05
1999-09-01 | 41.5258 | 26.9689 | 16.2522 | 15.5775 | 2.05 | 2.05 | 2.05 | 2.05
1999-10-01 | 30.7185 | 24.7492 | 16.1863 | 14.7949 | 2.05 | 2.05 | 2.05 | 2.05
1999-11-01 | 33.5666 | 27.9023 | 17.6007 | 16.1431 | 2.05 | 2.05 | 2.05 | 2.05
1999-12-01 | 34.5398 | 27.6068 | 16.361 | 14.5777 | 2.05 | 2.05 | 2.05 | 2.05
2000-01-01 | 31.7657 | 25.7539 | 13.6242 | 12.9708 | 2.1012 | 2.1012 | 2.1012 | 2.1012
2000-02-01 | 28.236 | 22.5661 | 13.1514 | 12.4244 | 2.1012 | 2.1012 | 2.1012 | 2.1012
2000-03-01 | 31.5142 | 24.3825 | 14.2388 | 12.9937 | 2.1012 | 2.1012 | 2.1012 | 2.1012
2000-04-01 | 25.1169 | 18.4677 | 12.3099 | 10.5182 | 2.1012 | 2.1012 | 2.1012 | 2.1012
2000-05-01 | 23.8447 | 14.3661 | 8.8035 | 6.5201 | 2.1012 | 2.1012 | 2.1012 | 2.1012
2000-06-01 | 27.1165 | 16.4924 | 9.9873 | 9.6466 | 2.1012 | 2.1012 | 2.1012 | 2.1012
2000-07-01 | 47.3347 | 26.2395 | 15.6353 | 14.0144 | 2.1012 | 2.1012 | 2.1012 | 2.1012
2000-08-01 | 58.4011 | 33.062 | 18.7903 | 16.2611 | 2.1012 | 2.1012 | 2.1012 | 2.1012
2000-09-01 | 44.2298 | 28.3538 | 16.3563 | 15.1832 | 2.1012 | 2.1012 | 2.1012 | 2.1012
2000-10-01 | 31.7501 | 25.6845 | 16.1568 | 14.9008 | 2.1012 | 2.1012 | 2.1012 | 2.1012
2000-11-01 | 35.3782 | 29.3025 | 17.6911 | 16.643 | 2.1012 | 2.1012 | 2.1012 | 2.1012
2000-12-01 | 35.2594 | 29.4712 | 17.0726 | 16.3281 | 2.1012 | 2.1012 | 2.1012 | 2.1012
2001-01-01 | 33.3226 | 26.581 | 14.63 | 13.5799 | 2.1538 | 2.1538 | 2.1538 | 2.1538
2001-02-01 | 30.2677 | 23.735 | 13.7016 | 12.8861 | 2.1538 | 2.1538 | 2.1538 | 2.1538
2001-03-01 | 30.8304 | 25.2521 | 14.5842 | 13.4408 | 2.1538 | 2.1538 | 2.1538 | 2.1538
2001-04-01 | 25.1681 | 18.563 | 12.745 | 11.6098 | 2.1538 | 2.1538 | 2.1538 | 2.1538
2001-05-01 | 22.9876 | 14.4974 | 9.0563 | 7.1675 | 2.1538 | 2.1538 | 2.1538 | 2.1538
2001-06-01 | 28.3989 | 16.814 | 10.281 | 9.8434 | 2.1538 | 2.1538 | 2.1538 | 2.1538
2001-07-01 | 47.2982 | 25.7311 | 15.7355 | 13.6422 | 2.1538 | 2.1538 | 2.1538 | 2.1538
2001-08-01 | 60.4625 | 33.0675 | 19.2021 | 16.7924 | 2.1538 | 2.1538 | 2.1538 | 2.1538
2001-09-01 | 44.6638 | 28.1305 | 16.7196 | 15.2647 | 2.1538 | 2.1538 | 2.1538 | 2.1538
2001-10-01 | 31.8203 | 25.2248 | 16.3931 | 15.2817 | 2.1538 | 2.1538 | 2.1538 | 2.1538
2001-11-01 | 34.6278 | 29.0189 | 18.0515 | 15.6369 | 2.1538 | 2.1538 | 2.1538 | 2.1538
2001-12-01 | 36.1429 | 29.2904 | 16.9937 | 14.5525 | 2.1538 | 2.1538 | 2.1538 | 2.1538
2002-01-01 | 33.396 | 25.874 | 14.248 | 13.3835 | 2.2076 | 2.2076 | 2.2076 | 2.2076
2002-02-01 | 30.1808 | 24.166 | 13.8881 | 13.6102 | 2.2076 | 2.2076 | 2.2076 | 2.2076
2002-03-01 | 33.1228 | 26.4891 | 15.2226 | 14.3694 | 2.2076 | 2.2076 | 2.2076 | 2.2076
2002-04-01 | 23.1673 | 18.2263 | 13.0148 | 12.1172 | 2.2076 | 2.2076 | 2.2076 | 2.2076
2002-05-01 | 24.6204 | 15.7407 | 9.9179 | 7.6645 | 2.2076 | 2.2076 | 2.2076 | 2.2076
2002-06-01 | 29.0561 | 18.1664 | 10.3532 | 10.0985 | 2.2076 | 2.2076 | 2.2076 | 2.2076
2002-07-01 | 49.7734 | 29.1836 | 16.5889 | 15.1017 | 2.2076 | 2.2076 | 2.2076 | 2.2076
2002-08-01 | 79.9039 | 37.2565 | 22.0109 | 19.6032 | 2.2076 | 2.2076 | 2.2076 | 2.2076
2002-09-01 | 48.9809 | 31.1836 | 17.9122 | 17.3852 | 2.2076 | 2.2076 | 2.2076 | 2.2076
2002-10-01 | 35.1205 | 27.4205 | 17.4182 | 15.9232 | 2.2076 | 2.2076 | 2.2076 | 2.2076
2002-11-01 | 38.681 | 31.1206 | 19.6711 | 16.9977 | 2.2076 | 2.2076 | 2.2076 | 2.2076
2002-12-01 | 39.4877 | 32.0202 | 18.1484 | 15.8395 | 2.2076 | 2.2076 | 2.2076 | 2.2076
2003-01-01 | 35.5774 | 28.0319 | 15.6501 | 13.1481 | 2.2628 | 2.2628 | 2.2628 | 2.2628
2003-02-01 | 32.8759 | 26.0883 | 14.2979 | 13.4018 | 2.2628 | 2.2628 | 2.2628 | 2.2628
2003-03-01 | 34.6844 | 26.8084 | 15.2 | 14.0475 | 2.2628 | 2.2628 | 2.2628 | 2.2628
2003-04-01 | 25.6623 | 19.7814 | 13.4902 | 12.8723 | 2.2628 | 2.2628 | 2.2628 | 2.2628
2003-05-01 | 26.7652 | 16.2183 | 9.9561 | 8.9946 | 2.2628 | 2.2628 | 2.2628 | 2.2628
2003-06-01 | 31.7468 | 19.6272 | 10.6797 | 11.1938 | 2.2628 | 2.2628 | 2.2628 | 2.2628
2003-07-01 | 52.9065 | 31.6359 | 18.2588 | 15.951 | 2.2628 | 2.2628 | 2.2628 | 2.2628
2003-08-01 | 86.0249 | 37.9 | 22.6624 | 18.8092 | 2.2628 | 2.2628 | 2.2628 | 2.2628
2003-09-01 | 52.7792 | 33.8286 | 19.8493 | 17.7138 | 2.2628 | 2.2628 | 2.2628 | 2.2628
2003-10-01 | 39.1166 | 30.1563 | 19.0172 | 17.158 | 2.2628 | 2.2628 | 2.2628 | 2.2628
2003-11-01 | 43.823 | 34.4339 | 21.0118 | 17.3873 | 2.2628 | 2.2628 | 2.2628 | 2.2628
2003-12-01 | 41.9063 | 35.6887 | 19.678 | 17.8063 | 2.2628 | 2.2628 | 2.2628 | 2.2628
2004-01-01 | 38.6845 | 30.86 | 16.9519 | 15.5569 | 2.3194 | 2.3194 | 2.3194 | 2.3194
2004-02-01 | 35.599 | 28.0641 | 15.717 | 14.7311 | 2.3194 | 2.3194 | 2.3194 | 2.3194
2004-03-01 | 37.8944 | 29.0523 | 16.8483 | 14.7578 | 2.3194 | 2.3194 | 2.3194 | 2.3194
2004-04-01 | 28.432 | 20.5128 | 13.4746 | 13.3842 | 2.3194 | 2.3194 | 2.3194 | 2.3194
2004-05-01 | 26.9208 | 16.6277 | 9.5 | 7.8161 | 2.3194 | 2.3194 | 2.3194 | 2.3194
2004-06-01 | 36.849 | 20.6077 | 12.1703 | 10.4173 | 2.3194 | 2.3194 | 2.3194 | 2.3194
2004-07-01 | 70.2229 | 34.6633 | 20.2797 | 17.5327 | 2.3194 | 2.3194 | 2.3194 | 2.3194
2004-08-01 | 98.7995 | 44.2211 | 24.6826 | 21.244 | 2.3194 | 2.3194 | 2.3194 | 2.3194
2004-09-01 | 60.5543 | 37.8647 | 20.6325 | 19.7468 | 2.3194 | 2.3194 | 2.3194 | 2.3194
2004-10-01 | 45.3083 | 32.5106 | 20.3912 | 18.799 | 2.3194 | 2.3194 | 2.3194 | 2.3194
2004-11-01 | 47.7888 | 37.8245 | 22.258 | 21.9418 | 2.3194 | 2.3194 | 2.3194 | 2.3194
2004-12-01 | 45.9679 | 38.3283 | 22.2089 | 19.3784 | 2.3194 | 2.3194 | 2.3194 | 2.3194
2005-01-01 | 39.7312 | 32.7459 | 17.3407 | 16.0778 | 2.3774 | 2.3774 | 2.3774 | 2.3774
2005-02-01 | 37.3057 | 29.0786 | 16.3514 | 15.0751 | 2.3774 | 2.3774 | 2.3774 | 2.3774
2005-03-01 | 39.6001 | 31.2321 | 17.5641 | 15.9238 | 2.3774 | 2.3774 | 2.3774 | 2.3774
2005-04-01 | 28.9678 | 21.3514 | 14.3009 | 13.5085 | 2.3774 | 2.3774 | 2.3774 | 2.3774
2005-05-01 | 27.6212 | 18.2402 | 10.8581 | 8.8313 | 2.3774 | 2.3774 | 2.3774 | 2.3774
2005-06-01 | 38.7893 | 22.3686 | 12.9629 | 11.7323 | 2.3774 | 2.3774 | 2.3774 | 2.3774
2005-07-01 | 79.0909 | 37.9129 | 21.7595 | 18.293 | 2.3774 | 2.3774 | 2.3774 | 2.3774
2005-08-01 | 108.2487 | 49.5886 | 26.1604 | 21.8522 | 2.3774 | 2.3774 | 2.3774 | 2.3774
2005-09-01 | 60.7164 | 40.451 | 21.8229 | 20.4093 | 2.3774 | 2.3774 | 2.3774 | 2.3774
2005-10-01 | 48.8606 | 34.5692 | 21.5437 | 19.7286 | 2.3774 | 2.3774 | 2.3774 | 2.3774
2005-11-01 | 51.0632 | 39.9041 | 22.976 | 22.3043 | 2.3774 | 2.3774 | 2.3774 | 2.3774
2005-12-01 | 48.7991 | 41.4123 | 23.3332 | 20.0751 | 2.3774 | 2.3774 | 2.3774 | 2.3774
2006-01-01 | 40.5606 | 34.2913 | 17.6556 | 16.1069 | 2.4368 | 2.4368 | 2.4368 | 2.4368
2006-02-01 | 36.1544 | 29.4049 | 16.3806 | 14.8821 | 2.4368 | 2.4368 | 2.4368 | 2.4368
2006-03-01 | 38.8836 | 31.8509 | 17.8059 | 16.1429 | 2.4368 | 2.4368 | 2.4368 | 2.4368
2006-04-01 | 31.1727 | 22.3256 | 14.3735 | 13.6384 | 2.4368 | 2.4368 | 2.4368 | 2.4368
2006-05-01 | 28.6618 | 17.3929 | 9.9048 | 7.5878 | 2.4368 | 2.4368 | 2.4368 | 2.4368
2006-06-01 | 39.1029 | 23.3573 | 12.3204 | 11.8443 | 2.4368 | 2.4368 | 2.4368 | 2.4368
2006-07-01 | 83.9497 | 38.8731 | 21.9116 | 18.3811 | 2.4368 | 2.4368 | 2.4368 | 2.4368
2006-08-01 | 109.958 | 51.0157 | 26.5264 | 22.2559 | 2.4368 | 2.4368 | 2.4368 | 2.4368
2006-09-01 | 63.1743 | 40.7199 | 21.8897 | 20.4637 | 2.4368 | 2.4368 | 2.4368 | 2.4368
2006-10-01 | 48.7062 | 34.7457 | 21.0532 | 19.8049 | 2.4368 | 2.4368 | 2.4368 | 2.4368
2006-11-01 | 52.8188 | 40.75 | 23.2493 | 22.0098 | 2.4368 | 2.4368 | 2.4368 | 2.4368
2006-12-01 | 49.7779 | 41.2184 | 23.6906 | 20.3498 | 2.4368 | 2.4368 | 2.4368 | 2.4368
2007-01-01 | 41.0535 | 33.6653 | 16.6928 | 16.2164 | 2.4977 | 2.4977 | 2.4977 | 2.4977
2007-02-01 | 36.909 | 29.6251 | 16.4666 | 14.8609 | 2.4977 | 2.4977 | 2.4977 | 2.4977
2007-03-01 | 38.8728 | 32.0362 | 18.0178 | 16.5586 | 2.4977 | 2.4977 | 2.4977 | 2.4977
2007-04-01 | 30.1674 | 22.4175 | 14.8159 | 13.4052 | 2.4977 | 2.4977 | 2.4977 | 2.4977
2007-05-01 | 29.3224 | 19.2527 | 10.0695 | 10.1 | 2.4977 | 2.4977 | 2.4977 | 2.4977
2007-06-01 | 37.5319 | 23.4103 | 12.9247 | 12.0815 | 2.4977 | 2.4977 | 2.4977 | 2.4977
2007-07-01 | 80.7634 | 39.2528 | 22.7163 | 19.0093 | 2.4977 | 2.4977 | 2.4977 | 2.4977
2007-08-01 | 111.7005 | 51.175 | 27.0486 | 22.8493 | 2.4977 | 2.4977 | 2.4977 | 2.4977
2007-09-01 | 67.1759 | 41.1886 | 22.6628 | 20.7598 | 2.4977 | 2.4977 | 2.4977 | 2.4977
2007-10-01 | 49.4177 | 35.776 | 21.173 | 18.8684 | 2.4977 | 2.4977 | 2.4977 | 2.4977
2007-11-01 | 53.7554 | 40.7296 | 23.8482 | 21.9181 | 2.4977 | 2.4977 | 2.4977 | 2.4977
2007-12-01 | 48.9562 | 39.6743 | 23.7466 | 19.725 | 2.4977 | 2.4977 | 2.4977 | 2.4977
2008-01-01 | 42.3285 | 34.3498 | 18.1764 | 16.4736 | 2.5602 | 2.5602 | 2.5602 | 2.5602
2008-02-01 | 37.0979 | 30.1038 | 16.9175 | 15.2658 | 2.5602 | 2.5602 | 2.5602 | 2.5602
2008-03-01 | 40.9781 | 32.7718 | 18.9412 | 17.2787 | 2.5602 | 2.5602 | 2.5602 | 2.5602
2008-04-01 | 30.318 | 23.084 | 15.2407 | 14.0164 | 2.5602 | 2.5602 | 2.5602 | 2.5602
2008-05-01 | 29.845 | 19.0327 | 10.1753 | 8.5566 | 2.5602 | 2.5602 | 2.5602 | 2.5602
2008-06-01 | 42.5794 | 25.2123 | 13.1375 | 11.7794 | 2.5602 | 2.5602 | 2.5602 | 2.5602
2008-07-01 | 76.3132 | 41.055 | 23.3116 | 19.3567 | 2.5602 | 2.5602 | 2.5602 | 2.5602
2008-08-01 | 116.1312 | 56.1237 | 28.5917 | 24.3404 | 2.5602 | 2.5602 | 2.5602 | 2.5602
2008-09-01 | 69.7589 | 42.1555 | 24.2599 | 20.684 | 2.5602 | 2.5602 | 2.5602 | 2.5602
2008-10-01 | 52.7279 | 36.5481 | 22.0979 | 19.9715 | 2.5602 | 2.5602 | 2.5602 | 2.5602
2008-11-01 | 54.796 | 42.8529 | 24.8245 | 22.6046 | 2.5602 | 2.5602 | 2.5602 | 2.5602
2008-12-01 | 49.5123 | 41.5575 | 24.3735 | 21.289 | 2.5602 | 2.5602 | 2.5602 | 2.5602
2009-01-01 | 44.0276 | 34.4516 | 18.2091 | 17.1383 | 2.6242 | 2.6242 | 2.6242 | 2.6242
2009-02-01 | 37.6514 | 30.8488 | 17.0415 | 15.3921 | 2.6242 | 2.6242 | 2.6242 | 2.6242
2009-03-01 | 41.4123 | 33.506 | 19.1813 | 17.7365 | 2.6242 | 2.6242 | 2.6242 | 2.6242
2009-04-01 | 31.1972 | 24.1384 | 15.8671 | 13.1206 | 2.6242 | 2.6242 | 2.6242 | 2.6242
2009-05-01 | 32.8679 | 20.805 | 11.4081 | 10.8806 | 2.6242 | 2.6242 | 2.6242 | 2.6242
2009-06-01 | 42.1478 | 24.5434 | 13.2252 | 12.0208 | 2.6242 | 2.6242 | 2.6242 | 2.6242
2009-07-01 | 73.1506 | 42.7438 | 24.9466 | 19.7438 | 2.6242 | 2.6242 | 2.6242 | 2.6242
2009-08-01 | 131.1067 | 57.953 | 29.6647 | 25.5703 | 2.6242 | 2.6242 | 2.6242 | 2.6242
2009-09-01 | 78.1239 | 43.6054 | 24.2051 | 21.4912 | 2.6242 | 2.6242 | 2.6242 | 2.6242
2009-10-01 | 53.063 | 37.5044 | 22.6866 | 20.4964 | 2.6242 | 2.6242 | 2.6242 | 2.6242
2009-11-01 | 56.9357 | 43.5567 | 25.4294 | 21.9462 | 2.6242 | 2.6242 | 2.6242 | 2.6242
2009-12-01 | 51.3633 | 43.7669 | 24.5374 | 21.6037 | 2.6242 | 2.6242 | 2.6242 | 2.6242
2010-01-01 | 45.5733 | 35.9524 | 18.3382 | 17.621 | 2.6898 | 2.6898 | 2.6898 | 2.6898
2010-02-01 | 40.1101 | 31.4694 | 17.4504 | 15.3574 | 2.6898 | 2.6898 | 2.6898 | 2.6898
2010-03-01 | 44.6739 | 34.7443 | 20.1134 | 18.1103 | 2.6898 | 2.6898 | 2.6898 | 2.6898
2010-04-01 | 31.5279 | 24.6248 | 15.9916 | 13.3075 | 2.6898 | 2.6898 | 2.6898 | 2.6898
2010-05-01 | 33.0367 | 21.3524 | 11.4569 | 11.2517 | 2.6898 | 2.6898 | 2.6898 | 2.6898
2010-06-01 | 41.2482 | 25.0951 | 14.0399 | 12.203 | 2.6898 | 2.6898 | 2.6898 | 2.6898
2010-07-01 | 76.8675 | 43.8409 | 26.2179 | 20.0296 | 2.6898 | 2.6898 | 2.6898 | 2.6898
2010-08-01 | 127.6483 | 60.5977 | 31.1445 | 26.0415 | 2.6898 | 2.6898 | 2.6898 | 2.6898
2010-09-01 | 82.3562 | 45.0567 | 24.9546 | 22.1995 | 2.6898 | 2.6898 | 2.6898 | 2.6898
2010-10-01 | 56.1193 | 39.0953 | 23.2053 | 21.0416 | 2.6898 | 2.6898 | 2.6898 | 2.6898
2010-11-01 | 57.5471 | 44.7414 | 25.3329 | 23.4869 | 2.6898 | 2.6898 | 2.6898 | 2.6898
2010-12-01 | 51.6219 | 44.1079 | 25.4141 | 22.0303 | 2.6898 | 2.6898 | 2.6898 | 2.6898
2011-01-01 | 46.6151 | 36.6808 | 19.121 | 17.6776 | 2.757 | 2.757 | 2.757 | 2.757
2011-02-01 | 41.3108 | 31.6868 | 17.813 | 16.5353 | 2.757 | 2.757 | 2.757 | 2.757
2011-03-01 | 45.0114 | 35.0442 | 20.3648 | 18.2171 | 2.757 | 2.757 | 2.757 | 2.757
2011-04-01 | 33.1968 | 25.2814 | 15.2774 | 13.9216 | 2.757 | 2.757 | 2.757 | 2.757
2011-05-01 | 31.3481 | 21.3662 | 11.876 | 9.346 | 2.757 | 2.757 | 2.757 | 2.757
2011-06-01 | 38.5188 | 26.6933 | 13.9957 | 12.5465 | 2.757 | 2.757 | 2.757 | 2.757
2011-07-01 | 69.3083 | 44.9496 | 27.0137 | 20.3574 | 2.757 | 2.757 | 2.757 | 2.757
2011-08-01 | 129.5382 | 61.8559 | 31.9468 | 25.6922 | 2.757 | 2.757 | 2.757 | 2.757
2011-09-01 | 76.3398 | 46.2741 | 25.0775 | 22.6942 | 2.757 | 2.757 | 2.757 | 2.757
2011-10-01 | 56.4776 | 39.711 | 23.7482 | 21.7125 | 2.757 | 2.757 | 2.757 | 2.757
2011-11-01 | 58.622 | 44.8293 | 26.0481 | 23.7228 | 2.757 | 2.757 | 2.757 | 2.757
2011-12-01 | 53.9427 | 44.6323 | 26.4805 | 22.2662 | 2.757 | 2.757 | 2.757 | 2.757
2012-01-01 | 48.323 | 39.2059 | 20.0784 | 19.1475 | 2.8259 | 2.8259 | 2.8259 | 2.8259
2012-02-01 | 42.3531 | 34.0577 | 18.3239 | 15.1487 | 2.8259 | 2.8259 | 2.8259 | 2.8259
2012-03-01 | 46.9959 | 36.4464 | 21.0694 | 18.81 | 2.8259 | 2.8259 | 2.8259 | 2.8259
2012-04-01 | 35.3426 | 26.3706 | 15.4774 | 15.4205 | 2.8259 | 2.8259 | 2.8259 | 2.8259
2012-05-01 | 34.5581 | 21.2989 | 11.2403 | 8.8929 | 2.8259 | 2.8259 | 2.8259 | 2.8259
2012-06-01 | 43.3378 | 26.6658 | 14.744 | 12.6518 | 2.8259 | 2.8259 | 2.8259 | 2.8259
2012-07-01 | 71.5325 | 44.848 | 28.3098 | 21.0486 | 2.8259 | 2.8259 | 2.8259 | 2.8259
2012-08-01 | 143.5995 | 62.3908 | 32.3033 | 27.4156 | 2.8259 | 2.8259 | 2.8259 | 2.8259
2012-09-01 | 69.3547 | 46.1426 | 25.9332 | 23.3211 | 2.8259 | 2.8259 | 2.8259 | 2.8259
2012-10-01 | 57.1165 | 40.7767 | 24.5952 | 21.7975 | 2.8259 | 2.8259 | 2.8259 | 2.8259
2012-11-01 | 59.2629 | 46.1865 | 26.0862 | 23.9548 | 2.8259 | 2.8259 | 2.8259 | 2.8259
2012-12-01 | 56.5047 | 45.8848 | 27.007 | 23.3125 | 2.8259 | 2.8259 | 2.8259 | 2.8259
2013-01-01 | 50.6898 | 40.8563 | 20.7092 | 18.7921 | 2.8966 | 2.8966 | 2.8966 | 2.8966
2013-02-01 | 44.7304 | 35.7843 | 18.6622 | 17.654 | 2.8966 | 2.8966 | 2.8966 | 2.8966
2013-03-01 | 48.4269 | 37.6013 | 20.9888 | 18.9389 | 2.8966 | 2.8966 | 2.8966 | 2.8966
2013-04-01 | 37.6408 | 27.0399 | 16.6467 | 16.1454 | 2.8966 | 2.8966 | 2.8966 | 2.8966
2013-05-01 | 35.6189 | 23.0892 | 12.2341 | 9.612 | 2.8966 | 2.8966 | 2.8966 | 2.8966
2013-06-01 | 42.1501 | 29.1637 | 14.8383 | 12.956 | 2.8966 | 2.8966 | 2.8966 | 2.8966
2013-07-01 | 76.1523 | 45.898 | 28.3735 | 23.4028 | 2.8966 | 2.8966 | 2.8966 | 2.8966
2013-08-01 | 139.6257 | 62.6198 | 32.7624 | 28.0901 | 2.8966 | 2.8966 | 2.8966 | 2.8966
2013-09-01 | 85.9349 | 46.2748 | 26.5584 | 24.8875 | 2.8966 | 2.8966 | 2.8966 | 2.8966
2013-10-01 | 58.3537 | 41.6792 | 24.5733 | 21.8915 | 2.8966 | 2.8966 | 2.8966 | 2.8966
2013-11-01 | 60.2701 | 46.7787 | 27.8494 | 23.9223 | 2.8966 | 2.8966 | 2.8966 | 2.8966
2013-12-01 | 58.2396 | 47.5819 | 27.7835 | 22.2078 | 2.8966 | 2.8966 | 2.8966 | 2.8966
2014-01-01 | 52.2349 | 41.1455 | 20.2901 | 18.9467 | 2.969 | 2.969 | 2.969 | 2.969
2014-02-01 | 45.1538 | 36.0126 | 18.7884 | 17.3471 | 2.969 | 2.969 | 2.969 | 2.969
2014-03-01 | 48.4637 | 38.1942 | 20.6305 | 19.2468 | 2.969 | 2.969 | 2.969 | 2.969
2014-04-01 | 38.8959 | 28.0282 | 16.4852 | 16.695 | 2.969 | 2.969 | 2.969 | 2.969
2014-05-01 | 34.3962 | 22.4078 | 11.7296 | 8.8237 | 2.969 | 2.969 | 2.969 | 2.969
2014-06-01 | 38.1398 | 26.9762 | 15.1068 | 13.069 | 2.969 | 2.969 | 2.969 | 2.969
2014-07-01 | 69.2374 | 47.3154 | 29.256 | 23.5861 | 2.969 | 2.969 | 2.969 | 2.969
2014-08-01 | 126.6462 | 64.3357 | 32.9833 | 29.1714 | 2.969 | 2.969 | 2.969 | 2.969
2014-09-01 | 83.2394 | 47.5221 | 27.4854 | 25.1602 | 2.969 | 2.969 | 2.969 | 2.969
2014-10-01 | 59.0476 | 42.6682 | 25.1387 | 22.0288 | 2.969 | 2.969 | 2.969 | 2.969
2014-11-01 | 60.3272 | 47.0263 | 27.5243 | 23.4906 | 2.969 | 2.969 | 2.969 | 2.969
2014-12-01 | 59.7735 | 49.1829 | 28.3906 | 25.0014 | 2.969 | 2.969 | 2.969 | 2.969
2015-01-01 | 53.5817 | 43.0727 | 22.0688 | 19.8031 | 3.0432 | 3.0432 | 3.0432 | 3.0432
2015-02-01 | 46.8111 | 39.1213 | 19.8749 | 18.0797 | 3.0432 | 3.0432 | 3.0432 | 3.0432
2015-03-01 | 49.9929 | 41.4725 | 21.5476 | 22.4959 | 3.0432 | 3.0432 | 3.0432 | 3.0432
2015-04-01 | 40.3349 | 29.0261 | 17.045 | 16.3658 | 3.0432 | 3.0432 | 3.0432 | 3.0432
2015-05-01 | 34.2185 | 23.4728 | 13.361 | 9.8045 | 3.0432 | 3.0432 | 3.0432 | 3.0432
2015-06-01 | 39.5689 | 26.2559 | 16.2025 | 13.5844 | 3.0432 | 3.0432 | 3.0432 | 3.0432
2015-07-01 | 67.9983 | 47.8603 | 30.7731 | 25.2221 | 3.0432 | 3.0432 | 3.0432 | 3.0432
2015-08-01 | 129.784 | 65.9792 | 34.3687 | 28.8188 | 3.0432 | 3.0432 | 3.0432 | 3.0432
2015-09-01 | 72.96 | 49.6621 | 28.3024 | 25.6407 | 3.0432 | 3.0432 | 3.0432 | 3.0432
2015-10-01 | 60.9482 | 44.015 | 25.7076 | 22.3186 | 3.0432 | 3.0432 | 3.0432 | 3.0432
2015-11-01 | 63.7964 | 48.7778 | 28.6562 | 24.6402 | 3.0432 | 3.0432 | 3.0432 | 3.0432
2015-12-01 | 60.7684 | 50.2261 | 29.5458 | 24.9496 | 3.0432 | 3.0432 | 3.0432 | 3.0432
2016-01-01 | 54.6397 | 43.8528 | 21.3993 | 19.1431 | 3.1193 | 3.1193 | 3.1193 | 3.1193
2016-02-01 | 50.9124 | 39.2386 | 19.522 | 18.9773 | 3.1193 | 3.1193 | 3.1193 | 3.1193
2016-03-01 | 52.0423 | 41.4353 | 22.5674 | 18.8263 | 3.1193 | 3.1193 | 3.1193 | 3.1193
2016-04-01 | 41.9149 | 29.5891 | 16.506 | 16.6781 | 3.1193 | 3.1193 | 3.1193 | 3.1193
2016-05-01 | 34.5688 | 23.4753 | 14.2446 | 13.0011 | 3.1193 | 3.1193 | 3.1193 | 3.1193
2016-06-01 | 35.1479 | 25.4601 | 15.8351 | 14.0197 | 3.1193 | 3.1193 | 3.1193 | 3.1193
2016-07-01 | 68.4537 | 48.5701 | 30.7312 | 25.5317 | 3.1193 | 3.1193 | 3.1193 | 3.1193
2016-08-01 | 123.1309 | 65.8868 | 34.5479 | 28.6291 | 3.1193 | 3.1193 | 3.1193 | 3.1193
2016-09-01 | 73.9928 | 49.986 | 27.8527 | 26.5718 | 3.1193 | 3.1193 | 3.1193 | 3.1193
2016-10-01 | 62.1305 | 44.8745 | 25.4863 | 22.737 | 3.1193 | 3.1193 | 3.1193 | 3.1193
2016-11-01 | 62.6584 | 49.5858 | 27.0833 | 24.6068 | 3.1193 | 3.1193 | 3.1193 | 3.1193
2016-12-01 | 62.9297 | 51.2605 | 28.7115 | 24.5343 | 3.1193 | 3.1193 | 3.1193 | 3.1193
2017-01-01 | 55.6429 | 44.435 | 23.0577 | 20.8046 | 3.1973 | 3.1973 | 3.1973 | 3.1973
2017-02-01 | 50.44 | 39.9693 | 20.1789 | 19.5296 | 3.1973 | 3.1973 | 3.1973 | 3.1973
2017-03-01 | 52.9633 | 41.7257 | 22.8799 | 19.2385 | 3.1973 | 3.1973 | 3.1973 | 3.1973
2017-04-01 | 42.2635 | 29.5221 | 17.6007 | 14.3738 | 3.1973 | 3.1973 | 3.1973 | 3.1973
2017-05-01 | 37.997 | 25.5563 | 13.3857 | 9.344 | 3.1973 | 3.1973 | 3.1973 | 3.1973
2017-06-01 | 40.6487 | 29.5164 | 16.6657 | 14.3121 | 3.1973 | 3.1973 | 3.1973 | 3.1973
2017-07-01 | 73.238 | 50.1758 | 32.3693 | 26.2528 | 3.1973 | 3.1973 | 3.1973 | 3.1973
2017-08-01 | 133.1279 | 67.7476 | 35.8693 | 29.8636 | 3.1973 | 3.1973 | 3.1973 | 3.1973
2017-09-01 | 81.3717 | 51.2041 | 28.5052 | 27.2805 | 3.1973 | 3.1973 | 3.1973 | 3.1973
2017-10-01 | 62.5139 | 45.3899 | 25.0605 | 23.0067 | 3.1973 | 3.1973 | 3.1973 | 3.1973
2017-11-01 | 64.1539 | 50.329 | 28.0955 | 25.4396 | 3.1973 | 3.1973 | 3.1973 | 3.1973
2017-12-01 | 63.9056 | 52.174 | 29.454 | 26.3734 | 3.1973 | 3.1973 | 3.1973 | 3.1973
Note on A3: Pete Swartz: Code searches for string "Embedded Inflation" in column A, so don't change the text. The inflation value is has to be entered in column C of the corresponding row.
Note on A5: Pete Swartz: The "Period" header is required and has to be in column 1. A date format is required. Data has to start in the first 100 rows. Data has to start before the Program start date. The last year of data is extended to cover the program life if necessary, so make sure the data ends in a with a full calendar year's worth of entries.

## MidC_DraftPlan_013103
Draft Market Price Forecast for 5th Power Plan (013103)
Base Year $ |  | 2000
Embedded Inflation |  | 2.5%
Electricity $/MWh
Period | Seg 1 | Seg 2 | Seg 3 | Seg 4
2000-01-01 | 39.1993 | 39.1993 | 32.8402 | 32.8402
2000-02-01 | 41.5043 | 41.5043 | 39.812 | 39.812
2000-03-01 | 48.7627 | 48.7627 | 42.0175 | 42.0175
2000-04-01 | 43.4359 | 43.4359 | 39.6866 | 39.6866
2000-05-01 | 44.5888 | 44.5888 | 37.546 | 37.546
2000-06-01 | 78.6978 | 78.6978 | 38.292 | 38.292
2000-07-01 | 105.7499 | 105.7499 | 38.6776 | 38.6776
2000-08-01 | 189.1852 | 189.1852 | 39.758 | 39.758
2000-09-01 | 121.0475 | 121.0475 | 39.2463 | 39.2463
2000-10-01 | 43.4628 | 43.4628 | 36.8366 | 36.8366
2000-11-01 | 43.6851 | 43.6851 | 39.3933 | 39.3933
2000-12-01 | 40.2335 | 40.2335 | 36.4473 | 36.4473
2001-01-01 | 51.9723 | 51.9723 | 43.5608 | 43.5608
2001-02-01 | 47.0434 | 47.0434 | 41.9979 | 41.9979
2001-03-01 | 53.638 | 53.638 | 44.0191 | 44.0191
2001-04-01 | 47.5922 | 47.5922 | 41.4101 | 41.4101
2001-05-01 | 69.3922 | 69.3922 | 36.2563 | 36.2563
2001-06-01 | 47.3476 | 47.3476 | 35.5406 | 35.5406
2001-07-01 | 69.6856 | 69.6856 | 34.6079 | 34.6079
2001-08-01 | 125.2779 | 125.2779 | 36.1909 | 36.1909
2001-09-01 | 43.3837 | 43.3837 | 36.9629 | 36.9629
2001-10-01 | 44.8313 | 44.8313 | 39.3943 | 39.3943
2001-11-01 | 47.2916 | 47.2916 | 43.2649 | 43.2649
2001-12-01 | 47.1526 | 47.1526 | 42.7545 | 42.7545
2002-01-01 | 28.8513 | 28.8513 | 25.1606 | 25.1606
2002-02-01 | 29.1464 | 29.1464 | 24.4119 | 24.4119
2002-03-01 | 29.1072 | 29.1072 | 25.8838 | 25.8838
2002-04-01 | 26.9929 | 26.9929 | 24.1211 | 24.1211
2002-05-01 | 25.5902 | 25.5902 | 21.6593 | 21.6593
2002-06-01 | 25.463 | 25.463 | 21.3818 | 21.3818
2002-07-01 | 24.7543 | 24.7543 | 20.4559 | 20.4559
2002-08-01 | 26.3066 | 26.3066 | 21.8634 | 21.8634
2002-09-01 | 25.5551 | 25.5551 | 21.7996 | 21.7996
2002-10-01 | 25.7443 | 25.7443 | 22.1634 | 22.1634
2002-11-01 | 27.3128 | 27.3128 | 23.9979 | 23.9979
2002-12-01 | 28.4188 | 28.4188 | 24.6092 | 24.6092
2003-01-01 | 39.626 | 36.9627 | 29.7984 | 29.471
2003-02-01 | 37.5972 | 35.5507 | 29.8092 | 28.9857
2003-03-01 | 40.5753 | 37.4041 | 30.8398 | 29.8889
2003-04-01 | 36.9783 | 33.2985 | 28.396 | 27.3277
2003-05-01 | 34.3697 | 30.3164 | 26.1915 | 25.3764
2003-06-01 | 34.2112 | 30.1559 | 26.7535 | 25.6574
2003-07-01 | 34.3245 | 29.7317 | 26.4093 | 25.1395
2003-08-01 | 36.1004 | 31.0601 | 27.5238 | 26.4942
2003-09-01 | 33.9473 | 30.7594 | 26.7315 | 25.9409
2003-10-01 | 34.2151 | 31.7509 | 26.7917 | 26.3673
2003-11-01 | 37.6377 | 34.6655 | 29.2195 | 28.6828
2003-12-01 | 36.287 | 34.4289 | 30.3756 | 30.4126
2004-01-01 | 36.4726 | 34.1674 | 29.2865 | 29.0381
2004-02-01 | 34.843 | 33.268 | 28.9587 | 28.6572
2004-03-01 | 38.6546 | 35.8607 | 29.81 | 28.9729
2004-04-01 | 35.2082 | 32.2497 | 28.1266 | 27.4087
2004-05-01 | 33.638 | 29.2879 | 25.6474 | 25.2173
2004-06-01 | 33.6865 | 29.4153 | 25.998 | 25.0215
2004-07-01 | 34.323 | 29.9457 | 26.4799 | 25.1989
2004-08-01 | 36.7186 | 31.3411 | 27.5569 | 26.5823
2004-09-01 | 34.5664 | 31.4916 | 27.0755 | 26.4797
2004-10-01 | 35.1322 | 32.6657 | 27.5428 | 27.1115
2004-11-01 | 38.559 | 36.3859 | 29.8184 | 29.4204
2004-12-01 | 37.8052 | 35.2332 | 30.8287 | 30.4103
2005-01-01 | 36.6088 | 34.1993 | 29.4871 | 28.9868
2005-02-01 | 34.7088 | 33.249 | 29 | 28.2903
2005-03-01 | 38.9966 | 36.0203 | 29.7491 | 28.9377
2005-04-01 | 35.9213 | 32.0926 | 27.6672 | 26.9591
2005-05-01 | 33.1187 | 28.6474 | 25.2795 | 24.83
2005-06-01 | 33.2551 | 28.9929 | 25.7137 | 24.7687
2005-07-01 | 34.4696 | 29.682 | 26.167 | 24.9593
2005-08-01 | 37.1034 | 31.0229 | 27.0285 | 25.7364
2005-09-01 | 35.2344 | 31.876 | 26.9401 | 26.3738
2005-10-01 | 35.5383 | 32.9566 | 27.5224 | 26.9624
2005-11-01 | 39.3611 | 36.721 | 29.8606 | 29.1468
2005-12-01 | 38.6639 | 35.7758 | 31.1701 | 30.4746
2006-01-01 | 38.5619 | 35.8317 | 30.5023 | 29.934
2006-02-01 | 36.828 | 34.821 | 30.0353 | 29.3267
2006-03-01 | 40.9246 | 37.7642 | 31.0788 | 29.9367
2006-04-01 | 38.624 | 33.8607 | 28.7421 | 28.2377
2006-05-01 | 34.5814 | 30.0397 | 26.1527 | 25.6421
2006-06-01 | 35.0751 | 30.4483 | 26.9896 | 25.8606
2006-07-01 | 50.6606 | 30.9665 | 27.3788 | 25.9844
2006-08-01 | 77.749 | 32.5217 | 28.3136 | 27.191
2006-09-01 | 38.5886 | 33.2693 | 28.2412 | 27.4754
2006-10-01 | 37.2766 | 34.7058 | 28.5549 | 28.0298
2006-11-01 | 41.404 | 38.2932 | 31.2637 | 30.2328
2006-12-01 | 40.1099 | 37.6974 | 32.5537 | 31.7529
2007-01-01 | 40.8938 | 37.721 | 31.4573 | 31.0698
2007-02-01 | 38.7152 | 36.7244 | 31.095 | 30.3373
2007-03-01 | 43.8269 | 39.7989 | 32.6455 | 31.3689
2007-04-01 | 41.0516 | 36.2408 | 30.0714 | 29.2748
2007-05-01 | 36.0942 | 31.6214 | 27.2252 | 26.6733
2007-06-01 | 37.5894 | 31.9786 | 28.2846 | 27.0191
2007-07-01 | 58.0155 | 32.1056 | 28.5355 | 27.3135
2007-08-01 | 153.7454 | 33.9396 | 29.3862 | 28.703
2007-09-01 | 62.3937 | 34.5102 | 29.5551 | 28.7281
2007-10-01 | 40.5109 | 36.7195 | 29.7106 | 29.0866
2007-11-01 | 45.4287 | 42.0759 | 33.007 | 31.9259
2007-12-01 | 42.2257 | 39.4792 | 33.9486 | 33.3198
2008-01-01 | 42.9365 | 38.5576 | 32.3142 | 31.5819
2008-02-01 | 39.6799 | 37.6089 | 31.8731 | 31.2194
2008-03-01 | 44.5842 | 41.1871 | 33.6102 | 32.6504
2008-04-01 | 41.0172 | 37.0787 | 31.4121 | 30.4417
2008-05-01 | 38.5625 | 32.7101 | 28.1176 | 27.6048
2008-06-01 | 59.8102 | 33.1128 | 29.237 | 28.1349
2008-07-01 | 122.3194 | 33.0065 | 29.3537 | 27.942
2008-08-01 | 264.0042 | 36.086 | 30.6397 | 29.8919
2008-09-01 | 117.5035 | 35.903 | 30.3367 | 29.149
2008-10-01 | 50.9913 | 43.5634 | 30.8394 | 30.0743
2008-11-01 | 51.6429 | 44.0551 | 33.6794 | 32.9267
2008-12-01 | 43.318 | 40.2353 | 34.6874 | 34.1987
2009-01-01 | 44.2504 | 38.6126 | 32.4752 | 32.0614
2009-02-01 | 39.3909 | 37.1248 | 31.9427 | 31.5264
2009-03-01 | 43.5855 | 41.8303 | 33.1523 | 32.043
2009-04-01 | 42.0583 | 36.5168 | 30.9206 | 30.2772
2009-05-01 | 42.791 | 32.8162 | 28.4159 | 27.7526
2009-06-01 | 75.3255 | 33.2499 | 28.9936 | 27.8289
2009-07-01 | 163.7073 | 33.6332 | 29.4554 | 27.9323
2009-08-01 | 293.2479 | 37.8856 | 30.5887 | 29.692
2009-09-01 | 128.8805 | 35.7557 | 30.195 | 29.222
2009-10-01 | 54.2421 | 45.1578 | 30.991 | 30.239
2009-11-01 | 58.3752 | 46.4572 | 33.8713 | 32.8985
2009-12-01 | 44.6278 | 40.6147 | 34.8493 | 34.0065
2010-01-01 | 41.62 | 37.93 | 32.3697 | 32.0568
2010-02-01 | 37.5316 | 36.0756 | 31.8722 | 31.3861
2010-03-01 | 42.1777 | 39.5047 | 32.4522 | 31.7952
2010-04-01 | 41.3638 | 35.4244 | 30.4792 | 29.9288
2010-05-01 | 48.2675 | 32.651 | 28.39 | 27.7311
2010-06-01 | 99.812 | 33.3587 | 28.9228 | 27.5719
2010-07-01 | 204.3561 | 33.7626 | 29.1236 | 27.5811
2010-08-01 | 324.2622 | 45.423 | 30.3928 | 29.0737
2010-09-01 | 142.7903 | 36.5609 | 30.0124 | 29.0795
2010-10-01 | 68.466 | 46.8527 | 30.6774 | 29.9492
2010-11-01 | 65.4537 | 46.7114 | 32.9963 | 32.3399
2010-12-01 | 44.2768 | 40.117 | 34.5254 | 33.9781
2011-01-01 | 39.5725 | 37.187 | 33.2787 | 32.8736
2011-02-01 | 36.8391 | 35.6634 | 32.4789 | 32.0292
2011-03-01 | 41.6508 | 38.4678 | 32.7606 | 32.2641
2011-04-01 | 40.1927 | 34.7399 | 30.5708 | 30.1858
2011-05-01 | 42.5279 | 31.9651 | 28.4764 | 28.0246
2011-06-01 | 104.9498 | 32.4701 | 28.7795 | 28.0162
2011-07-01 | 218.4598 | 33.1784 | 28.9254 | 27.8547
2011-08-01 | 308.1492 | 40.346 | 29.9009 | 28.5655
2011-09-01 | 135.0302 | 35.7374 | 29.6701 | 29.0347
2011-10-01 | 69.0603 | 44.8329 | 30.3919 | 30.0129
2011-11-01 | 49.1546 | 44.5295 | 33.0377 | 32.4875
2011-12-01 | 41.4423 | 38.8108 | 34.3136 | 34.1557
2012-01-01 | 39.5029 | 37.7846 | 34.4852 | 34.2251
2012-02-01 | 37.5791 | 36.1911 | 33.4124 | 33.078
2012-03-01 | 42.1947 | 39.6446 | 33.7839 | 33.2192
2012-04-01 | 40.7424 | 35.577 | 31.7999 | 31.2438
2012-05-01 | 44.2678 | 31.6891 | 29.181 | 28.8602
2012-06-01 | 131.3064 | 32.6916 | 29.5648 | 28.8979
2012-07-01 | 252.9658 | 33.4315 | 29.4614 | 28.7744
2012-08-01 | 339.1519 | 46.7785 | 30.4493 | 29.3186
2012-09-01 | 160.8532 | 43.3083 | 30.4265 | 29.9157
2012-10-01 | 69.8919 | 49.4626 | 30.9039 | 30.6933
2012-11-01 | 55.8818 | 47.598 | 33.8847 | 33.2316
2012-12-01 | 43.0712 | 40.0545 | 35.6511 | 35.2826
2013-01-01 | 39.0576 | 38.0709 | 35.6473 | 35.5733
2013-02-01 | 37.5487 | 36.6975 | 34.4913 | 34.2733
2013-03-01 | 41.3588 | 39.0052 | 34.5702 | 33.9022
2013-04-01 | 39.668 | 36.0593 | 32.17 | 31.6279
2013-05-01 | 44.2966 | 32.1115 | 30.1731 | 29.9189
2013-06-01 | 142.7683 | 32.53 | 30.2554 | 29.8777
2013-07-01 | 221.423 | 33.2437 | 30.1377 | 29.905
2013-08-01 | 359.1133 | 43.601 | 30.979 | 30.4645
2013-09-01 | 168.8192 | 35.3765 | 31.0709 | 30.4505
2013-10-01 | 64.9662 | 47.4738 | 31.5945 | 31.1503
2013-11-01 | 43.7297 | 41.2359 | 34.4176 | 34.028
2013-12-01 | 40.3105 | 38.7423 | 36.6006 | 36.2338
2014-01-01 | 40.3118 | 39.2741 | 36.9301 | 36.7881
2014-02-01 | 38.5375 | 37.828 | 35.6872 | 35.5114
2014-03-01 | 42.4415 | 40.4008 | 35.5876 | 34.7531
2014-04-01 | 40.0138 | 36.8837 | 33.142 | 32.5113
2014-05-01 | 48.3719 | 32.7882 | 31.1807 | 30.9339
2014-06-01 | 152.655 | 33.1019 | 31.0439 | 30.7122
2014-07-01 | 238.0052 | 33.8988 | 30.9175 | 30.7231
2014-08-01 | 390.0513 | 49.1359 | 31.6322 | 31.2134
2014-09-01 | 176.3885 | 36.3605 | 31.9467 | 31.2749
2014-10-01 | 66.5288 | 50.0864 | 32.4812 | 31.8855
2014-11-01 | 43.0383 | 41.8699 | 35.4568 | 34.9874
2014-12-01 | 41.2436 | 39.9699 | 37.7417 | 37.2368
2015-01-01 | 41.1909 | 40.1974 | 38.204 | 38.1481
2015-02-01 | 39.2651 | 38.7852 | 36.8747 | 36.6711
2015-03-01 | 43.1458 | 40.7864 | 36.4856 | 35.9486
2015-04-01 | 41.1373 | 37.6679 | 34.1338 | 33.597
2015-05-01 | 47.2799 | 33.7281 | 32.2397 | 31.965
2015-06-01 | 120.1363 | 33.785 | 31.9835 | 31.6592
2015-07-01 | 205.7534 | 34.2924 | 31.7631 | 31.5302
2015-08-01 | 380.7472 | 46.8765 | 32.3961 | 31.9607
2015-09-01 | 156.0161 | 36.7914 | 32.8048 | 32.1633
2015-10-01 | 57.1541 | 46.4279 | 33.3783 | 32.8149
2015-11-01 | 44.3414 | 42.5232 | 36.1072 | 36.0742
2015-12-01 | 42.1631 | 41.0043 | 38.7404 | 38.547
2016-01-01 | 42.5474 | 41.5283 | 39.5079 | 39.3459
2016-02-01 | 40.615 | 40.0132 | 38.0138 | 37.8528
2016-03-01 | 45.1614 | 42.308 | 37.9205 | 37.2634
2016-04-01 | 42.252 | 38.727 | 35.388 | 34.8579
2016-05-01 | 41.1244 | 34.6089 | 33.3131 | 33.1714
2016-06-01 | 116.4431 | 34.6955 | 33.0492 | 32.7547
2016-07-01 | 247.314 | 35.4287 | 32.8766 | 32.6535
2016-08-01 | 360.0525 | 41.925 | 33.2785 | 32.8524
2016-09-01 | 142.8063 | 37.6185 | 33.7762 | 33.3893
2016-10-01 | 60.8924 | 46.8509 | 34.5616 | 33.9944
2016-11-01 | 47.5808 | 46.8799 | 37.5863 | 37.1038
2016-12-01 | 43.2367 | 42.1567 | 39.8029 | 39.6226
2017-01-01 | 43.7738 | 42.9804 | 40.7515 | 40.5671
2017-02-01 | 41.6479 | 41.3038 | 39.3736 | 39.1346
2017-03-01 | 46.0067 | 43.5576 | 39.0803 | 38.477
2017-04-01 | 44.1718 | 40.1578 | 36.5303 | 36.2585
2017-05-01 | 41.1341 | 35.7144 | 34.2929 | 34.2696
2017-06-01 | 114.0964 | 35.7704 | 34.1327 | 33.8177
2017-07-01 | 261.5577 | 36.6389 | 33.9804 | 33.708
2017-08-01 | 365.4854 | 43.3529 | 34.4003 | 34.0209
2017-09-01 | 149.3859 | 39.1528 | 34.9236 | 34.5275
2017-10-01 | 59.7264 | 46.9273 | 35.8436 | 35.253
2017-11-01 | 50.1547 | 48.7024 | 38.9317 | 38.207
2017-12-01 | 44.4558 | 43.4773 | 41.1148 | 41.2489
2018-01-01 | 45.1625 | 44.5024 | 42.0733 | 42.0038
2018-02-01 | 43.0197 | 42.6592 | 40.6108 | 40.4432
2018-03-01 | 47.7921 | 45.0944 | 40.4864 | 39.8234
2018-04-01 | 45.8319 | 41.3743 | 37.9282 | 37.3478
2018-05-01 | 44.4112 | 36.8182 | 35.4496 | 35.2288
2018-06-01 | 144.9258 | 37.161 | 35.3456 | 35.1603
2018-07-01 | 266.0702 | 38.0938 | 35.2234 | 34.7668
2018-08-01 | 411.0101 | 46.8855 | 35.6965 | 35.3341
2018-09-01 | 193.8094 | 40.3326 | 36.2487 | 35.7657
2018-10-01 | 63.6403 | 45.8543 | 36.9642 | 36.4402
2018-11-01 | 47.4356 | 45.4139 | 40.2997 | 39.6186
2018-12-01 | 45.9847 | 45.0172 | 42.5503 | 42.4382
2019-01-01 | 46.482 | 46.1689 | 43.6652 | 43.6518
2019-02-01 | 44.5467 | 44.3642 | 42.2616 | 42.0785
2019-03-01 | 49.5322 | 46.754 | 42.2774 | 41.6359
2019-04-01 | 47.2438 | 43.0938 | 39.35 | 38.8695
2019-05-01 | 45.1701 | 38.1735 | 36.8408 | 36.7126
2019-06-01 | 156.5709 | 38.4099 | 36.7291 | 36.681
2019-07-01 | 267.8726 | 39.6523 | 36.5006 | 36.2825
2019-08-01 | 435.6322 | 48.5415 | 37.2764 | 36.8515
2019-09-01 | 194.3446 | 41.935 | 37.7429 | 37.2195
2019-10-01 | 67.0569 | 49.377 | 38.3403 | 37.9061
2019-11-01 | 48.9019 | 46.7845 | 41.8408 | 41.2047
2019-12-01 | 47.6548 | 46.8323 | 44.2981 | 44.11
2020-01-01 | 48.3971 | 47.8703 | 45.19 | 45.0686
2020-02-01 | 46.1252 | 45.9673 | 43.9256 | 43.7966
2020-03-01 | 51.508 | 48.5066 | 43.7932 | 43.2953
2020-04-01 | 48.7494 | 44.3699 | 41.0879 | 40.5277
2020-05-01 | 43.9957 | 39.6167 | 38.2777 | 37.9925
2020-06-01 | 110.8489 | 39.7046 | 38.0644 | 37.8362
2020-07-01 | 267.5779 | 40.8246 | 38.0799 | 37.798
2020-08-01 | 442.223 | 49.0481 | 38.652 | 38.3023
2020-09-01 | 168.2641 | 42.9054 | 39.1136 | 38.8156
2020-10-01 | 53.7761 | 47.7781 | 40.0327 | 39.4729
2020-11-01 | 51.2479 | 48.7016 | 43.2609 | 42.6385
2020-12-01 | 49.3017 | 48.6174 | 45.9223 | 45.7784
2021-01-01 | 50.3292 | 49.8286 | 47.0945 | 46.8005
2021-02-01 | 47.8855 | 47.7814 | 45.8185 | 45.5477
2021-03-01 | 52.746 | 50.1137 | 45.6565 | 45.1713
2021-04-01 | 49.6874 | 45.8718 | 42.8873 | 42.4762
2021-05-01 | 45.4655 | 41.4295 | 40.0801 | 39.7096
2021-06-01 | 102.9417 | 41.4857 | 40.0471 | 39.7282
2021-07-01 | 276.7945 | 42.5428 | 40.0545 | 39.6901
2021-08-01 | 428.3945 | 47.5261 | 40.5571 | 40.297
2021-09-01 | 162.4899 | 44.3802 | 40.9471 | 40.4808
2021-10-01 | 55.7549 | 49.7331 | 41.563 | 41.328
2021-11-01 | 51.9675 | 49.9294 | 44.8579 | 44.581
2021-12-01 | 51.0013 | 50.4389 | 47.9469 | 47.8247
2022-01-01 | 52.3734 | 51.8662 | 49.4681 | 48.9925
2022-02-01 | 49.7887 | 49.4554 | 47.7494 | 47.4653
2022-03-01 | 52.7762 | 51.0369 | 47.0982 | 47.0006
2022-04-01 | 50.9704 | 47.0474 | 44.4282 | 44.0944
2022-05-01 | 46.6528 | 43.2982 | 41.9677 | 41.8879
2022-06-01 | 95.1435 | 43.2849 | 41.8577 | 41.591
2022-07-01 | 277.3307 | 44.22 | 41.9944 | 41.6123
2022-08-01 | 407.4802 | 47.7921 | 42.3132 | 42.1397
2022-09-01 | 151.5415 | 45.5267 | 42.5577 | 42.3625
2022-10-01 | 53.8181 | 48.012 | 43.3399 | 43.2617
2022-11-01 | 52.0071 | 50.8132 | 46.4968 | 46.1672
2022-12-01 | 52.5292 | 52.0895 | 50.214 | 50.1074
2023-01-01 | 55.2239 | 54.7163 | 52.0453 | 51.4512
2023-02-01 | 52.7413 | 52.2793 | 50.2426 | 50.036
2023-03-01 | 56.2588 | 54.3152 | 49.5934 | 49.4516
2023-04-01 | 53.2437 | 49.7692 | 47.069 | 46.3693
2023-05-01 | 48.5182 | 45.6499 | 44.0709 | 43.9736
2023-06-01 | 104.5329 | 45.6815 | 44.4468 | 44.0103
2023-07-01 | 303.9255 | 46.5199 | 44.4101 | 44.129
2023-08-01 | 416.234 | 50.4648 | 44.7942 | 44.696
2023-09-01 | 159.0224 | 48.0287 | 44.9445 | 44.8145
2023-10-01 | 58.0356 | 50.6756 | 45.6679 | 45.6504
2023-11-01 | 54.7969 | 53.7338 | 48.8986 | 48.535
2023-12-01 | 55.2402 | 54.9367 | 53.0385 | 52.8321
2024-01-01 | 58.7238 | 58.0777 | 54.5231 | 54.2659
2024-02-01 | 55.7451 | 55.1951 | 52.7477 | 52.4406
2024-03-01 | 58.6004 | 56.8685 | 52.3489 | 52.0754
2024-04-01 | 56.0408 | 52.7112 | 49.2247 | 48.8686
2024-05-01 | 51.3987 | 48.274 | 46.563 | 46.1286
2024-06-01 | 123.5598 | 48.2137 | 46.8003 | 46.4126
2024-07-01 | 268.2386 | 49.0333 | 46.9733 | 46.7954
2024-08-01 | 468.019 | 53.5891 | 47.5261 | 47.4124
2024-09-01 | 190.3437 | 50.3128 | 47.5747 | 47.3668
2024-10-01 | 65.2552 | 53.2574 | 48.2665 | 47.9279
2024-11-01 | 57.7824 | 56.2754 | 51.6559 | 51.3237
2024-12-01 | 58.8645 | 58.1692 | 55.9266 | 55.8153
2025-01-01 | 62.5034 | 61.6666 | 57.1036 | 56.5754
2025-02-01 | 59.452 | 58.7989 | 55.4876 | 55.068
2025-03-01 | 60.1503 | 59.4834 | 55.5756 | 55.3484
2025-04-01 | 58.3689 | 55.138 | 52.1061 | 51.8547
2025-05-01 | 54.4048 | 51.3586 | 49.1656 | 48.9553
2025-06-01 | 119.2711 | 51.2325 | 49.6225 | 49.3289
2025-07-01 | 272.9954 | 52.1142 | 50.0127 | 49.6022
2025-08-01 | 502.4642 | 59.0762 | 50.6797 | 50.3044
2025-09-01 | 185.5251 | 53.4224 | 50.6449 | 50.5421
2025-10-01 | 64.0312 | 56.4192 | 51.334 | 50.9877
2025-11-01 | 59.7449 | 58.9008 | 54.9901 | 54.7654
2025-12-01 | 62.5692 | 61.9131 | 59.0048 | 58.9224
Note on A3: Pete Swartz: Code searches for string "Embedded Inflation" in column A, so don't change the text. The inflation value is has to be entered in column C of the corresponding row.
Note on A5: Pete Swartz: The "Period" header is required and has to be in column 1. A date format is required. Data has to start in the first 100 rows. Data has to start before the Program start date. The last year of data is extended to cover the program life if necessary, so make sure the data ends in a with a full calendar year's worth of entries.

## Mid C DraftPlan_122903 Nominal$
Draft Market Price Forecast for 5th Power Plan (122903) - E OR & WA Nominal $
Base Year $ |  | 2000
Embedded Inflation |  | 2.5%
Electricity $/MWh
Period | Seg 1 | Seg 2 | Seg 3 | Seg 4
2000-01-01 | 39.1993 | 39.1993 | 32.8402 | 32.8402
2000-02-01 | 41.5043 | 41.5043 | 39.812 | 39.812
2000-03-01 | 48.7627 | 48.7627 | 42.0175 | 42.0175
2000-04-01 | 43.4359 | 43.4359 | 39.6866 | 39.6866
2000-05-01 | 44.5888 | 44.5888 | 37.546 | 37.546
2000-06-01 | 78.6978 | 78.6978 | 38.292 | 38.292
2000-07-01 | 105.7499 | 105.7499 | 38.6776 | 38.6776
2000-08-01 | 189.1852 | 189.1852 | 39.758 | 39.758
2000-09-01 | 121.0475 | 121.0475 | 39.2463 | 39.2463
2000-10-01 | 43.4628 | 43.4628 | 36.8366 | 36.8366
2000-11-01 | 43.6851 | 43.6851 | 39.3933 | 39.3933
2000-12-01 | 40.2335 | 40.2335 | 36.4473 | 36.4473
2001-01-01 | 49.7287 | 50.5702 | 18.3602 | 17.8108
2001-02-01 | 42.6733 | 43.8842 | 18.964 | 19.1921
2001-03-01 | 44.3321 | 47.6542 | 23.8827 | 21.8685
2001-04-01 | 41.1825 | 40.0724 | 17.8497 | 17.6234
2001-05-01 | 46.4297 | 33.3258 | 13.6348 | 13.1142
2001-06-01 | 47.6135 | 33.9661 | 18.2128 | 16.2505
2001-07-01 | 71.3878 | 36.166 | 21.7888 | 24.4275
2001-08-01 | 166.724 | 39.819 | 20.6659 | 22.8973
2001-09-01 | 48.2404 | 38.3412 | 26.4765 | 26.4104
2001-10-01 | 45.1007 | 42.235 | 24.6644 | 27.6506
2001-11-01 | 46.0223 | 44.7354 | 30.4298 | 30.9785
2001-12-01 | 43.2048 | 43.8178 | 25.6395 | 28.6138
2002-01-01 | 31.1171 | 32.4902 | 17.6363 | 18.6207
2002-02-01 | 29.4822 | 30.2762 | 18.4903 | 19.7541
2002-03-01 | 31.3578 | 30.3766 | 20.3724 | 21.0181
2002-04-01 | 28.8511 | 27.4494 | 16.2072 | 17.3732
2002-05-01 | 29.8292 | 24.0105 | 13.2263 | 11.8632
2002-06-01 | 30.8579 | 24.8052 | 16.6723 | 15.7575
2002-07-01 | 32.285 | 25.896 | 18.3093 | 18.6796
2002-08-01 | 38.7694 | 27.4299 | 19.1595 | 19.5738
2002-09-01 | 29.9653 | 26.0056 | 19.7163 | 20.5252
2002-10-01 | 28.9244 | 27.4009 | 19.7844 | 22.0982
2002-11-01 | 29.728 | 29.2411 | 22.2891 | 25.6884
2002-12-01 | 28.2403 | 29.3485 | 20.7576 | 22.9998
2003-01-01 | 48.6495 | 53.7854 | 30.8229 | 40.8153
2003-02-01 | 43.6767 | 50.6651 | 33.4497 | 41.6082
2003-03-01 | 49.6427 | 50.4582 | 34.8133 | 37.7038
2003-04-01 | 44.4024 | 46.1181 | 24.829 | 32.9581
2003-05-01 | 50.8023 | 43.0501 | 21.5808 | 23.9107
2003-06-01 | 50.903 | 42.0882 | 25.1331 | 31.2863
2003-07-01 | 51.5177 | 46.2597 | 29.1826 | 30.6111
2003-08-01 | 56.542 | 48.1412 | 30.3294 | 34.0196
2003-09-01 | 48.7836 | 43.861 | 31.2439 | 37.7386
2003-10-01 | 44.766 | 45.593 | 33.5307 | 40.511
2003-11-01 | 46.897 | 48.0904 | 40.4648 | 45.2475
2003-12-01 | 42.2146 | 50.8972 | 38.4578 | 39.2258
2004-01-01 | 37.5741 | 43.8559 | 27.5069 | 31.1976
2004-02-01 | 36.6407 | 39.9337 | 28.223 | 33.9191
2004-03-01 | 37.4968 | 40.49 | 30.9874 | 33.379
2004-04-01 | 34.8731 | 36.9096 | 25.1464 | 27.3106
2004-05-01 | 38.8079 | 32.4329 | 22.0855 | 23.8413
2004-06-01 | 39.6721 | 32.824 | 24.3044 | 28.6371
2004-07-01 | 41.9122 | 37.1119 | 26.3167 | 29.2611
2004-08-01 | 48.5456 | 40.3996 | 26.7297 | 31.4243
2004-09-01 | 40.4087 | 37.932 | 28.9576 | 32.0541
2004-10-01 | 38.706 | 38.0392 | 30.1298 | 36.9136
2004-11-01 | 40.8297 | 42.048 | 32.6339 | 41.2822
2004-12-01 | 38.8425 | 42.2831 | 32.9583 | 35.6755
2005-01-01 | 32.7015 | 35.652 | 26.4476 | 27.329
2005-02-01 | 30.6647 | 35.7179 | 26.2007 | 27.5597
2005-03-01 | 32.4389 | 35.6425 | 27.9148 | 32.1257
2005-04-01 | 31.1616 | 31.9742 | 21.397 | 23.4821
2005-05-01 | 33.9082 | 26.1594 | 20.8049 | 25.8979
2005-06-01 | 34.5701 | 27.4329 | 22.5114 | 25.8452
2005-07-01 | 36.7956 | 30.7958 | 24.0207 | 26.9943
2005-08-01 | 42.3085 | 33.4872 | 24.9343 | 27.2693
2005-09-01 | 34.6761 | 31.7357 | 27.2297 | 28.3465
2005-10-01 | 34.2177 | 33.1804 | 26.4483 | 30.4804
2005-11-01 | 35.111 | 35.9543 | 30.8148 | 35.6118
2005-12-01 | 36.2282 | 37.7536 | 28.8841 | 32.9589
2006-01-01 | 34.5848 | 37.25 | 29.2725 | 29.6792
2006-02-01 | 33.8901 | 36.8504 | 27.5452 | 30.2081
2006-03-01 | 34.2785 | 37.0235 | 29.7248 | 31.9288
2006-04-01 | 34.5643 | 31.8797 | 23.268 | 27.5386
2006-05-01 | 34.672 | 27.3613 | 22.8577 | 26.2171
2006-06-01 | 38.9904 | 29.7156 | 23.7873 | 25.3574
2006-07-01 | 40.8087 | 33.2036 | 24.8073 | 27.3294
2006-08-01 | 62.5478 | 35.7039 | 25.6693 | 25.858
2006-09-01 | 37.2506 | 34.7085 | 27.569 | 29.1851
2006-10-01 | 36.8403 | 35.1854 | 27.6714 | 34.5136
2006-11-01 | 37.916 | 37.9646 | 32.2908 | 34.9847
2006-12-01 | 36.3441 | 38.8261 | 31.2877 | 33.4098
2007-01-01 | 37.8257 | 40.0697 | 30.9003 | 32.6968
2007-02-01 | 36.0664 | 37.9142 | 30.1894 | 33.0654
2007-03-01 | 36.608 | 37.8689 | 31.1562 | 35.0899
2007-04-01 | 34.2037 | 34.8937 | 26.1306 | 27.8282
2007-05-01 | 36.2768 | 29.1987 | 24.3434 | 27.9951
2007-06-01 | 41.0704 | 30.9538 | 23.9632 | 27.219
2007-07-01 | 47.1791 | 34.9803 | 25.4174 | 27.6581
2007-08-01 | 167.1017 | 37.4284 | 26.0052 | 27.3719
2007-09-01 | 40.6475 | 35.4341 | 28.5054 | 29.8778
2007-10-01 | 38.7017 | 36.9794 | 29.0691 | 34.8166
2007-11-01 | 39.7911 | 39.1782 | 33.1674 | 32.7674
2007-12-01 | 39.105 | 39.9195 | 34.1423 | 36.8413
2008-01-01 | 37.6068 | 41.036 | 33.207 | 32.9127
2008-02-01 | 37.7359 | 41.7192 | 30.5378 | 30.9961
2008-03-01 | 38.436 | 39.6357 | 32.546 | 35.8736
2008-04-01 | 35.8455 | 35.5043 | 27.4692 | 27.8201
2008-05-01 | 38.5172 | 29.7891 | 26.7262 | 26.6957
2008-06-01 | 43.7558 | 32.7531 | 23.8683 | 29.595
2008-07-01 | 49.0436 | 36.2239 | 26.1287 | 27.9691
2008-08-01 | 257.0385 | 39.6747 | 26.7562 | 28.6454
2008-09-01 | 50.0754 | 37.245 | 30.5395 | 31.543
2008-10-01 | 39.995 | 38.7458 | 32.518 | 36.6569
2008-11-01 | 42.8038 | 41.0035 | 35.9537 | 36.7311
2008-12-01 | 40.281 | 42.2998 | 35.6588 | 38.2223
2009-01-01 | 38.5598 | 41.0822 | 31.2515 | 31.1663
2009-02-01 | 37.6028 | 39.4009 | 29.5941 | 36.2574
2009-03-01 | 38.3892 | 40.6099 | 33.0201 | 34.5088
2009-04-01 | 35.6355 | 35.6044 | 27.3444 | 27.9142
2009-05-01 | 41.5272 | 30.7813 | 24.5711 | 27.0382
2009-06-01 | 47.6531 | 33.0409 | 25.4517 | 30.0714
2009-07-01 | 76.6483 | 36.9583 | 25.07 | 30.2884
2009-08-01 | 260.867 | 40.0775 | 25.5217 | 28.571
2009-09-01 | 46.6181 | 37.782 | 29.4559 | 30.988
2009-10-01 | 41.3713 | 40.4252 | 31.677 | 32.9265
2009-11-01 | 44.6017 | 42.3512 | 38.0019 | 42.8764
2009-12-01 | 39.3196 | 43.2122 | 39.0351 | 40.8833
2010-01-01 | 38.158 | 40.8406 | 32.7945 | 35.1276
2010-02-01 | 37.4777 | 39.9973 | 31.0142 | 34.3963
2010-03-01 | 39.0119 | 40.4476 | 32.0493 | 37.3046
2010-04-01 | 36.9512 | 36.2159 | 28.0136 | 29.0095
2010-05-01 | 43.2563 | 30.8583 | 25.507 | 26.5554
2010-06-01 | 51.7907 | 32.9919 | 25.4072 | 28.2152
2010-07-01 | 120.1306 | 36.2336 | 24.4842 | 30.5598
2010-08-01 | 302.5491 | 45.9242 | 24.7449 | 28.2008
2010-09-01 | 67.4721 | 39.3075 | 29.9752 | 31.8932
2010-10-01 | 44.3877 | 42.3724 | 33.912 | 35.5456
2010-11-01 | 50.1222 | 45.0032 | 36.6731 | 39.1221
2010-12-01 | 41.2225 | 43.0918 | 37.248 | 40.4317
2011-01-01 | 39.9383 | 42.1181 | 32.5097 | 35.9099
2011-02-01 | 38.8078 | 42.4032 | 32.599 | 34.8052
2011-03-01 | 39.7266 | 42.7752 | 33.5309 | 36.2669
2011-04-01 | 37.3831 | 37.3694 | 27.0405 | 29.7089
2011-05-01 | 42.0254 | 31.2272 | 25.5693 | 26.2178
2011-06-01 | 72.9948 | 32.7448 | 24.992 | 29.2525
2011-07-01 | 166.8979 | 37.5231 | 24.4206 | 29.428
2011-08-01 | 310.0858 | 45.372 | 25.2248 | 30.5855
2011-09-01 | 69.6736 | 40.3548 | 30.5026 | 33.4259
2011-10-01 | 44.3278 | 43.4225 | 35.567 | 38.0508
2011-11-01 | 53.0953 | 48.2581 | 39.5503 | 45.7044
2011-12-01 | 42.1575 | 45.414 | 37.1832 | 43.2243
2012-01-01 | 40.2412 | 43.2708 | 32.2086 | 36.1431
2012-02-01 | 37.3967 | 43.0946 | 32.2348 | 33.8591
2012-03-01 | 39.5248 | 43.5545 | 35.4613 | 36.8384
2012-04-01 | 37.8753 | 37.1135 | 26.5309 | 26.7356
2012-05-01 | 41.7572 | 30.5302 | 25.5666 | 25.9852
2012-06-01 | 72.4835 | 33.5847 | 26.2389 | 33.7465
2012-07-01 | 138.5166 | 37.7389 | 26.5885 | 30.1231
2012-08-01 | 305.1099 | 45.5434 | 27.6964 | 29.6902
2012-09-01 | 66.0283 | 43.2701 | 32.1125 | 34.3353
2012-10-01 | 45.2401 | 47.2475 | 31.443 | 36.7975
2012-11-01 | 53.3561 | 50.3356 | 39.9375 | 44.0688
2012-12-01 | 42.3109 | 46.2015 | 36.3088 | 41.3352
2013-01-01 | 39.8766 | 44.3855 | 33.9622 | 35.4378
2013-02-01 | 39.2872 | 42.0004 | 33.894 | 38.71
2013-03-01 | 39.6032 | 41.4037 | 36.6802 | 38.3673
2013-04-01 | 36.5265 | 37.7486 | 27.1476 | 30.3066
2013-05-01 | 37.8818 | 31.3865 | 27.846 | 25.8017
2013-06-01 | 51.1171 | 33.3565 | 30.3911 | 31.2612
2013-07-01 | 124.6842 | 37.9609 | 31.0573 | 31.3238
2013-08-01 | 354.4329 | 41.4991 | 26.5788 | 29.9425
2013-09-01 | 61.3578 | 39.6571 | 33.5817 | 35.1768
2013-10-01 | 45.2119 | 43.6812 | 36.3413 | 45.7446
2013-11-01 | 42.6094 | 45.323 | 41.4733 | 47.1663
2013-12-01 | 43.0451 | 44.1505 | 38.8772 | 44.6466
2014-01-01 | 42.4144 | 45.1529 | 37.7613 | 38.3529
2014-02-01 | 41.7411 | 43.2923 | 34.9374 | 41.0461
2014-03-01 | 40.7461 | 43.5175 | 36.5695 | 36.4336
2014-04-01 | 38.1007 | 39.0564 | 27.6569 | 32.6279
2014-05-01 | 37.7736 | 32.2112 | 29.2636 | 29.4266
2014-06-01 | 57.5853 | 34.866 | 32.6314 | 35.7683
2014-07-01 | 125.6946 | 38.6693 | 32.2785 | 36.4158
2014-08-01 | 385.607 | 45.7999 | 28.0673 | 35.4865
2014-09-01 | 75.7034 | 41.1642 | 36.0992 | 44.7773
2014-10-01 | 47.1133 | 45.1549 | 37.3605 | 45.7575
2014-11-01 | 42.444 | 44.9197 | 41.8777 | 45.3982
2014-12-01 | 43.8089 | 46.2915 | 41.5789 | 39.4426
2015-01-01 | 44.0113 | 46.2087 | 37.5964 | 40.6826
2015-02-01 | 42.3865 | 44.6333 | 35.5445 | 37.9028
2015-03-01 | 43.0688 | 46.8397 | 34.7875 | 36.7051
2015-04-01 | 38.7246 | 40.3643 | 29.1337 | 32.3526
2015-05-01 | 38.1332 | 32.6672 | 31.1368 | 29.3478
2015-06-01 | 51.6706 | 35.5001 | 32.7894 | 39.6761
2015-07-01 | 131.8622 | 41.6882 | 35.0802 | 40.1286
2015-08-01 | 346.0769 | 45.9992 | 28.7765 | 37.0209
2015-09-01 | 71.5622 | 42.5383 | 42.2 | 45.9631
2015-10-01 | 43.8424 | 44.2579 | 37.5936 | 46.503
2015-11-01 | 43.5495 | 46.6888 | 39.185 | 42.0969
2015-12-01 | 45.2848 | 46.0121 | 42.4521 | 42.8521
2016-01-01 | 45.8817 | 48.2258 | 37.6201 | 43.8429
2016-02-01 | 43.6041 | 47.2757 | 38.0488 | 40.3857
2016-03-01 | 43.4412 | 47.2705 | 38.3705 | 44.0795
2016-04-01 | 40.2852 | 40.053 | 29.8688 | 36.0439
2016-05-01 | 39.7063 | 33.4698 | 32.1934 | 32.6971
2016-06-01 | 61.8348 | 36.4685 | 34.0881 | 40.4385
2016-07-01 | 165.0356 | 41.8771 | 31.3582 | 39.17
2016-08-01 | 322.729 | 46.9174 | 30.8458 | 36.0558
2016-09-01 | 80.0097 | 43.3665 | 37.7609 | 44.4948
2016-10-01 | 45.6749 | 46.6913 | 42.0341 | 45.9854
2016-11-01 | 44.6113 | 47.5878 | 43.3474 | 44.2747
2016-12-01 | 46.998 | 47.2318 | 42.4772 | 44.2887
2017-01-01 | 47.5655 | 49.0277 | 41.6363 | 47.2145
2017-02-01 | 46.1017 | 47.7566 | 38.2103 | 46.5771
2017-03-01 | 44.4008 | 47.6916 | 39.7738 | 42.257
2017-04-01 | 42.3385 | 43.4787 | 30.3124 | 34.5003
2017-05-01 | 41.0212 | 35.0016 | 33.3931 | 35.5991
2017-06-01 | 66.8875 | 38.1966 | 36.7291 | 40.6282
2017-07-01 | 184.5064 | 42.5698 | 32.6469 | 40.1045
2017-08-01 | 333.5657 | 49.9255 | 31.721 | 38.8279
2017-09-01 | 85.3647 | 45.4184 | 38.9634 | 48.0617
2017-10-01 | 48.0042 | 48.19 | 40.0972 | 46.8383
2017-11-01 | 45.8085 | 49.5489 | 44.3504 | 43.6578
2017-12-01 | 47.5419 | 49.2364 | 43.6206 | 44.6249
2018-01-01 | 48.9978 | 50.3648 | 39.6475 | 45.4627
2018-02-01 | 47.2064 | 48.5075 | 37.9477 | 44.7594
2018-03-01 | 46.7304 | 50.2494 | 40.6013 | 46.5486
2018-04-01 | 43.0343 | 44.7694 | 31.0854 | 35.3422
2018-05-01 | 41.7084 | 37.0234 | 34.2806 | 35.7731
2018-06-01 | 63.2887 | 38.7856 | 35.3463 | 42.8653
2018-07-01 | 155.8043 | 43.9763 | 34.1266 | 39.7213
2018-08-01 | 393.3258 | 50.5954 | 32.7773 | 38.9156
2018-09-01 | 83.7782 | 45.8999 | 39.8105 | 44.6409
2018-10-01 | 49.7185 | 49.7048 | 43.8746 | 46.0673
2018-11-01 | 46.7348 | 49.4944 | 44.3865 | 46.7785
2018-12-01 | 50.0085 | 50.6231 | 45.0277 | 47.1037
2019-01-01 | 48.4532 | 52.5784 | 42.7811 | 48.0577
2019-02-01 | 47.0863 | 49.6289 | 42.9101 | 49.2332
2019-03-01 | 47.7295 | 50.2429 | 40.7388 | 47.5827
2019-04-01 | 44.1607 | 45.8827 | 33.643 | 39.0934
2019-05-01 | 43.7525 | 38.2392 | 36.289 | 37.8189
2019-06-01 | 78.0925 | 41.1682 | 38.2738 | 42.8873
2019-07-01 | 156.6522 | 48.286 | 37.732 | 46.1466
2019-08-01 | 439.1837 | 57.2702 | 33.9919 | 39.8435
2019-09-01 | 96.8606 | 47.9733 | 41.7181 | 45.5702
2019-10-01 | 53.6226 | 51.6143 | 43.616 | 52.5405
2019-11-01 | 48.2209 | 50.9037 | 45.9734 | 46.0594
2019-12-01 | 50.8835 | 51.8665 | 50.6332 | 52.5615
2020-01-01 | 51.1032 | 55.1122 | 46.0484 | 50.2926
2020-02-01 | 48.6225 | 53.085 | 45.1885 | 49.663
2020-03-01 | 49.4173 | 52.1363 | 42.3639 | 47.6066
2020-04-01 | 45.9678 | 46.8463 | 34.793 | 42.9583
2020-05-01 | 46.0536 | 38.7659 | 37.347 | 38.7812
2020-06-01 | 75.1247 | 43.1163 | 41.1016 | 45.8033
2020-07-01 | 166.8586 | 48.0954 | 35.7768 | 44.7471
2020-08-01 | 433.5302 | 60.3728 | 35.7335 | 42.6956
2020-09-01 | 96.9913 | 49.4274 | 42.6984 | 48.4006
2020-10-01 | 50.6101 | 52.0759 | 45.9255 | 47.3544
2020-11-01 | 50.4453 | 50.9628 | 45.5203 | 49.2915
2020-12-01 | 52.6215 | 54.3621 | 51.6438 | 51.6437
2021-01-01 | 53.8635 | 56.9691 | 45.8098 | 50.0528
2021-02-01 | 50.2428 | 53.324 | 46.3771 | 55.4258
2021-03-01 | 50.5739 | 52.4605 | 42.4516 | 51.0338
2021-04-01 | 47.0435 | 48.6253 | 38.4089 | 43.7099
2021-05-01 | 46.9076 | 40.2654 | 40.8167 | 41.4498
2021-06-01 | 83.8267 | 45.5149 | 42.6699 | 48.24
2021-07-01 | 224.1026 | 51.2625 | 36.5534 | 42.3848
2021-08-01 | 435.7688 | 69.2431 | 36.9285 | 41.7629
2021-09-01 | 106.8436 | 51.5248 | 43.361 | 45.8786
2021-10-01 | 53.272 | 55.5573 | 47.158 | 49.7809
2021-11-01 | 52.3061 | 53.5654 | 46.7277 | 47.8892
2021-12-01 | 53.7739 | 56.2266 | 51.0133 | 50.9439
2022-01-01 | 54.8843 | 58.9844 | 52.9099 | 53.297
2022-02-01 | 52.8013 | 56.1766 | 45.8553 | 56.569
2022-03-01 | 51.8373 | 56.7104 | 45.9701 | 49.7989
2022-04-01 | 48.0515 | 49.7388 | 38.7838 | 46.3039
2022-05-01 | 48.2072 | 41.868 | 38.3605 | 45.9694
2022-06-01 | 84.2918 | 48.149 | 46.0306 | 53.1022
2022-07-01 | 228.7561 | 53.5215 | 37.916 | 44.1325
2022-08-01 | 413.3191 | 70.1191 | 38.4532 | 43.8566
2022-09-01 | 105.1239 | 53.2828 | 44.3906 | 45.4411
2022-10-01 | 54.2601 | 58.114 | 44.2491 | 54.8371
2022-11-01 | 53.29 | 56.8277 | 48.5245 | 49.2753
2022-12-01 | 55.6248 | 56.7061 | 51.1722 | 51.8783
2023-01-01 | 56.8797 | 62.6734 | 53.9347 | 54.6055
2023-02-01 | 53.0664 | 56.4472 | 48.6349 | 53.7526
2023-03-01 | 52.8263 | 57.7352 | 48.9076 | 54.1429
2023-04-01 | 49.5165 | 51.7081 | 41.3574 | 52.6141
2023-05-01 | 48.0564 | 43.6651 | 42.6503 | 46.5163
2023-06-01 | 79.5162 | 48.8877 | 46.1408 | 50.5795
2023-07-01 | 258.1142 | 53.9318 | 39.3524 | 47.468
2023-08-01 | 390.0609 | 69.3904 | 40.1699 | 42.5623
2023-09-01 | 95.9032 | 54.113 | 45.306 | 46.1062
2023-10-01 | 55.3707 | 59.9864 | 46.384 | 50.8224
2023-11-01 | 55.3554 | 59.941 | 51.0654 | 53.7014
2023-12-01 | 58.0308 | 59.7047 | 52.6778 | 57.8177
2024-01-01 | 58.8942 | 62.8375 | 52.45 | 52.6319
2024-02-01 | 53.8836 | 59.1137 | 50.6387 | 51.294
2024-03-01 | 54.2603 | 59.7818 | 51.4114 | 50.6675
2024-04-01 | 51.0811 | 54.9038 | 42.7429 | 44.2178
2024-05-01 | 49.1953 | 47.5355 | 47.0325 | 44.6639
2024-06-01 | 75.4581 | 50.0184 | 47.154 | 47.3233
2024-07-01 | 203.658 | 55.57 | 41.374 | 49.3586
2024-08-01 | 451.8357 | 76.9185 | 42.0919 | 43.8655
2024-09-01 | 91.443 | 55.3414 | 46.1374 | 49.2067
2024-10-01 | 57.5853 | 62.1966 | 47.7488 | 50.8729
2024-11-01 | 58.49 | 59.0561 | 51.8568 | 53.2727
2024-12-01 | 58.744 | 59.7278 | 54.7675 | 57.8255
2025-01-01 | 58.6483 | 64.5027 | 54.0395 | 57.7474
2025-02-01 | 56.2575 | 61.1665 | 54.2176 | 60.529
2025-03-01 | 54.9474 | 62.1173 | 52.7525 | 51.9081
2025-04-01 | 50.9706 | 54.2726 | 42.0574 | 50.8855
2025-05-01 | 48.9141 | 47.022 | 45.7223 | 55.1526
2025-06-01 | 65.4172 | 51.462 | 46.8875 | 53.5608
2025-07-01 | 189.465 | 56.9156 | 43.1202 | 52.411
2025-08-01 | 408.2898 | 78.4715 | 44.0499 | 45.5275
2025-09-01 | 72.6174 | 56.0625 | 47.6277 | 51.4679
2025-10-01 | 56.1607 | 63.282 | 50.8159 | 52.8117
2025-11-01 | 59.7296 | 60.8182 | 53.2915 | 54.374
2025-12-01 | 60.0304 | 61.3023 | 54.8768 | 56.7768
Note on A3: Pete Swartz: Code searches for string "Embedded Inflation" in column A, so don't change the text. The inflation value is has to be entered in column C of the corresponding row.
Note on A5: Pete Swartz: The "Period" header is required and has to be in column 1. A date format is required. Data has to start in the first 100 rows. Data has to start before the Program start date. The last year of data is extended to cover the program life if necessary, so make sure the data ends in a with a full calendar year's worth of entries.

## W OR&WA DraftPlan_122903
Draft Market Price Forecast for 5th Power Plan (122903) - W OR & WA
Base Year $ |  | 2000
Embedded Inflation |  | 0%
Electricity $/MWh
Period | Seg 1 | Seg 2 | Seg 3 | Seg 4
2000-01-01 | 39.1993 | 39.1993 | 32.8402 | 32.8402
2000-02-01 | 41.5043 | 41.5043 | 39.812 | 39.812
2000-03-01 | 48.7627 | 48.7627 | 42.0175 | 42.0175
2000-04-01 | 43.4359 | 43.4359 | 39.6866 | 39.6866
2000-05-01 | 44.5888 | 44.5888 | 37.546 | 37.546
2000-06-01 | 78.6978 | 78.6978 | 38.292 | 38.292
2000-07-01 | 105.7499 | 105.7499 | 38.6776 | 38.6776
2000-08-01 | 189.1852 | 189.1852 | 39.758 | 39.758
2000-09-01 | 121.0475 | 121.0475 | 39.2463 | 39.2463
2000-10-01 | 43.4628 | 43.4628 | 36.8366 | 36.8366
2000-11-01 | 43.6851 | 43.6851 | 39.3933 | 39.3933
2000-12-01 | 40.2335 | 40.2335 | 36.4473 | 36.4473
2001-01-01 | 48.9295 | 50.1501 | 18.5851 | 18.249
2001-02-01 | 41.8928 | 43.4037 | 18.744 | 19.037
2001-03-01 | 44.2404 | 47.8469 | 23.4359 | 21.3077
2001-04-01 | 40.5827 | 39.8149 | 17.8832 | 17.4237
2001-05-01 | 45.6665 | 33.141 | 14.4218 | 13.9432
2001-06-01 | 47.0141 | 33.4546 | 17.9507 | 16.0725
2001-07-01 | 69.7976 | 35.7247 | 21.7208 | 24.5112
2001-08-01 | 163.1833 | 39.1608 | 20.5603 | 22.652
2001-09-01 | 47.6077 | 38.0948 | 26.4392 | 26.0779
2001-10-01 | 44.5636 | 42.049 | 24.218 | 27.2397
2001-11-01 | 46.2046 | 44.4198 | 30.314 | 30.6411
2001-12-01 | 42.5833 | 43.3415 | 25.7293 | 28.6543
2002-01-01 | 29.8993 | 31.3692 | 17.4151 | 18.3368
2002-02-01 | 28.2302 | 29.2202 | 17.7979 | 18.9928
2002-03-01 | 30.9678 | 29.8518 | 19.8968 | 20.3111
2002-04-01 | 28.3815 | 26.9346 | 15.9468 | 17.1663
2002-05-01 | 28.8348 | 23.6968 | 13.6822 | 13.5799
2002-06-01 | 29.6141 | 24.2109 | 16.4178 | 15.3421
2002-07-01 | 30.7133 | 24.8952 | 17.9039 | 18.3876
2002-08-01 | 36.858 | 26.187 | 18.6287 | 19.05
2002-09-01 | 28.529 | 25.0919 | 19.3209 | 20.1472
2002-10-01 | 27.9644 | 26.6579 | 19.221 | 21.7255
2002-11-01 | 28.8332 | 28.3621 | 21.5175 | 24.7762
2002-12-01 | 27.1857 | 28.3174 | 20.1217 | 22.5203
2003-01-01 | 45.6185 | 50.4135 | 29.3403 | 38.888
2003-02-01 | 40.6001 | 47.2392 | 31.3266 | 38.8517
2003-03-01 | 46.5126 | 47.632 | 32.9231 | 35.5188
2003-04-01 | 41.9574 | 43.4458 | 23.8226 | 31.0664
2003-05-01 | 47.8568 | 40.7714 | 20.7139 | 22.6683
2003-06-01 | 47.6403 | 39.909 | 23.629 | 29.3194
2003-07-01 | 48.1117 | 43.3968 | 27.7209 | 29.2456
2003-08-01 | 52.7513 | 45.04 | 28.6035 | 32.1025
2003-09-01 | 45.5244 | 41.3486 | 29.4567 | 35.2625
2003-10-01 | 41.9596 | 43.1244 | 31.637 | 38.2798
2003-11-01 | 44.2332 | 45.3763 | 38.0715 | 42.6758
2003-12-01 | 39.8123 | 47.7389 | 36.3156 | 36.9504
2004-01-01 | 34.3967 | 40.1665 | 25.5673 | 28.9807
2004-02-01 | 33.193 | 36.3841 | 25.5559 | 30.6015
2004-03-01 | 34.6303 | 37.3289 | 28.5504 | 30.6905
2004-04-01 | 32.1189 | 34.25 | 23.3426 | 25.2879
2004-05-01 | 35.7251 | 30.6621 | 20.6495 | 22.3958
2004-06-01 | 36.4427 | 30.7911 | 22.5526 | 26.6002
2004-07-01 | 38.0757 | 33.9998 | 24.5436 | 27.0485
2004-08-01 | 44.4507 | 36.8892 | 24.7037 | 28.8569
2004-09-01 | 36.8038 | 35.0486 | 26.466 | 29.795
2004-10-01 | 35.559 | 35.1948 | 27.5204 | 33.9879
2004-11-01 | 37.6913 | 38.7446 | 29.8738 | 37.905
2004-12-01 | 35.7766 | 38.7235 | 30.3143 | 32.8646
2005-01-01 | 29.3189 | 31.9445 | 23.9422 | 24.8894
2005-02-01 | 27.2336 | 31.8537 | 23.3183 | 24.4776
2005-03-01 | 29.2296 | 32.234 | 24.9983 | 28.4974
2005-04-01 | 28.3381 | 29.0286 | 19.7937 | 21.3125
2005-05-01 | 30.6705 | 24.1262 | 19.0561 | 23.5905
2005-06-01 | 30.9866 | 24.8649 | 20.3736 | 23.3413
2005-07-01 | 32.7662 | 27.5383 | 21.7222 | 24.3478
2005-08-01 | 37.6403 | 30.097 | 22.4201 | 24.4738
2005-09-01 | 30.9815 | 28.6511 | 24.2917 | 25.3594
2005-10-01 | 30.7739 | 30.1902 | 23.5643 | 27.3343
2005-11-01 | 31.915 | 32.6546 | 27.9058 | 32.1133
2005-12-01 | 32.4667 | 33.9331 | 25.8011 | 29.6651
2006-01-01 | 30.1745 | 32.5103 | 25.7369 | 26.1099
2006-02-01 | 29.2325 | 32.0199 | 23.8665 | 26.3144
2006-03-01 | 30.2118 | 32.6206 | 26.0976 | 28.0631
2006-04-01 | 30.4697 | 28.2489 | 20.8867 | 24.3668
2006-05-01 | 30.5199 | 24.3401 | 20.5847 | 23.0633
2006-06-01 | 34.1959 | 26.3192 | 20.9185 | 22.245
2006-07-01 | 35.4696 | 29.1007 | 21.834 | 24.0332
2006-08-01 | 54.0887 | 31.3209 | 22.4893 | 22.5878
2006-09-01 | 32.5404 | 30.6337 | 24.2321 | 25.2254
2006-10-01 | 32.2396 | 31.3413 | 24.2766 | 30.5201
2006-11-01 | 33.513 | 33.6939 | 28.3726 | 30.7319
2006-12-01 | 31.8522 | 34.0313 | 27.3981 | 29.2048
2007-01-01 | 32.0291 | 33.9669 | 26.5493 | 27.8581
2007-02-01 | 30.5357 | 32.1128 | 25.4982 | 28.0458
2007-03-01 | 31.5212 | 32.513 | 26.4873 | 29.7251
2007-04-01 | 29.204 | 30.0402 | 22.6009 | 23.9598
2007-05-01 | 31.0271 | 25.089 | 20.6491 | 23.9387
2007-06-01 | 34.8512 | 26.4575 | 20.574 | 22.9653
2007-07-01 | 38.711 | 29.8304 | 21.8391 | 23.7865
2007-08-01 | 138.3955 | 32.0949 | 22.3278 | 23.5094
2007-09-01 | 34.7459 | 30.3701 | 24.2979 | 25.1282
2007-10-01 | 33.0679 | 31.9751 | 24.77 | 29.6069
2007-11-01 | 34.2572 | 33.8493 | 28.5688 | 28.0779
2007-12-01 | 33.3713 | 34.1004 | 29.0156 | 31.3184
2008-01-01 | 30.9376 | 33.9557 | 27.4932 | 27.1373
2008-02-01 | 31.0247 | 34.3473 | 25.0385 | 25.3748
2008-03-01 | 32.0507 | 33.1382 | 26.911 | 29.8181
2008-04-01 | 30.045 | 29.8764 | 22.977 | 23.0723
2008-05-01 | 32.0231 | 24.8867 | 22.1817 | 22.3312
2008-06-01 | 36.3983 | 27.4807 | 19.9369 | 24.4741
2008-07-01 | 39.8883 | 30.1929 | 21.9224 | 23.4457
2008-08-01 | 209.554 | 32.9891 | 22.305 | 24.0018
2008-09-01 | 41.4959 | 31.186 | 25.2522 | 25.9044
2008-10-01 | 33.3169 | 32.6649 | 26.8685 | 30.4012
2008-11-01 | 35.6612 | 34.3548 | 29.7954 | 30.5385
2008-12-01 | 33.5315 | 35.1706 | 29.3966 | 31.5648
2009-01-01 | 30.9779 | 33.1014 | 25.3223 | 25.2079
2009-02-01 | 30.2108 | 31.7929 | 23.7653 | 29.1887
2009-03-01 | 31.481 | 33.1988 | 26.4963 | 27.9248
2009-04-01 | 28.9705 | 29.3184 | 22.4362 | 22.8214
2009-05-01 | 33.9087 | 25.1122 | 20.0016 | 21.7467
2009-06-01 | 38.4972 | 27.0974 | 20.5525 | 24.1851
2009-07-01 | 61.657 | 29.9689 | 20.533 | 24.515
2009-08-01 | 209.8568 | 32.5317 | 20.7838 | 23.1202
2009-09-01 | 37.7492 | 30.7833 | 23.558 | 24.7121
2009-10-01 | 33.6306 | 33.0609 | 25.6079 | 26.3529
2009-11-01 | 36.3872 | 34.6128 | 30.8327 | 34.4946
2009-12-01 | 31.5449 | 34.9308 | 31.3907 | 33.453
2010-01-01 | 29.7306 | 32.1064 | 25.8381 | 27.6412
2010-02-01 | 29.318 | 31.5643 | 24.376 | 27.1671
2010-03-01 | 30.9159 | 32.1848 | 25.1053 | 29.6273
2010-04-01 | 29.3549 | 28.8496 | 22.5627 | 23.0282
2010-05-01 | 34.2152 | 24.6141 | 20.479 | 21.2073
2010-06-01 | 40.7232 | 26.443 | 20.1862 | 22.5545
2010-07-01 | 94.3987 | 28.5235 | 19.416 | 24.0095
2010-08-01 | 237.6828 | 36.6077 | 19.6577 | 22.5021
2010-09-01 | 53.385 | 31.5134 | 23.1979 | 25.1767
2010-10-01 | 35.1287 | 33.8452 | 26.6406 | 28.1354
2010-11-01 | 40.1079 | 35.9736 | 29.1597 | 31.5991
2010-12-01 | 32.3635 | 34.1338 | 29.2412 | 31.8571
2011-01-01 | 30.4616 | 32.3488 | 25.0461 | 27.4395
2011-02-01 | 29.7342 | 32.5721 | 24.9604 | 26.4987
2011-03-01 | 30.7684 | 33.3308 | 25.8429 | 27.9303
2011-04-01 | 29.0023 | 29.1559 | 21.0816 | 23.1535
2011-05-01 | 32.3392 | 24.7147 | 19.6693 | 20.6156
2011-06-01 | 55.9622 | 25.5204 | 19.513 | 22.4758
2011-07-01 | 127.2217 | 28.8009 | 18.9394 | 22.7246
2011-08-01 | 236.2432 | 35.2274 | 19.4305 | 23.5599
2011-09-01 | 53.5327 | 31.478 | 23.2899 | 25.501
2011-10-01 | 34.0606 | 33.9795 | 27.4005 | 29.2957
2011-11-01 | 41.5331 | 37.7876 | 30.458 | 35.0286
2011-12-01 | 32.2802 | 35.277 | 28.452 | 33.3565
2012-01-01 | 30.0241 | 32.3691 | 24.2519 | 27.2602
2012-02-01 | 27.8594 | 32.4376 | 23.9135 | 25.5094
2012-03-01 | 29.7264 | 32.9696 | 26.489 | 27.757
2012-04-01 | 28.5341 | 28.2393 | 20.0752 | 20.6885
2012-05-01 | 31.4236 | 23.2836 | 19.4622 | 19.9436
2012-06-01 | 54.2815 | 25.4656 | 19.6533 | 25.6146
2012-07-01 | 103.1291 | 28.3598 | 20.0933 | 22.6849
2012-08-01 | 226.9516 | 34.4827 | 20.8302 | 22.3706
2012-09-01 | 49.5881 | 32.9108 | 23.9418 | 25.6611
2012-10-01 | 34.0476 | 36.0392 | 23.6078 | 27.6669
2012-11-01 | 40.8477 | 38.3747 | 29.9502 | 33.1292
2012-12-01 | 31.6864 | 34.8658 | 27.1498 | 30.9126
2013-01-01 | 28.9193 | 32.4293 | 24.8172 | 25.7206
2013-02-01 | 28.5984 | 30.8193 | 24.4797 | 28.2622
2013-03-01 | 29.1565 | 30.8208 | 26.8089 | 27.9691
2013-04-01 | 27.0936 | 28.1941 | 20.0205 | 22.2982
2013-05-01 | 28.0529 | 23.5213 | 20.5876 | 19.1038
2013-06-01 | 37.2411 | 24.7247 | 22.2036 | 22.8466
2013-07-01 | 90.5751 | 27.6827 | 22.7002 | 22.9585
2013-08-01 | 257.327 | 30.4294 | 19.323 | 21.8076
2013-09-01 | 44.9166 | 29.3513 | 24.3776 | 25.436
2013-10-01 | 33.3131 | 32.3563 | 26.6092 | 33.8535
2013-11-01 | 32.0898 | 33.7299 | 30.6838 | 34.9228
2013-12-01 | 31.2647 | 32.3477 | 28.2113 | 32.493
2014-01-01 | 30.0188 | 32.1281 | 26.7513 | 27.1446
2014-02-01 | 29.6137 | 30.7981 | 24.9333 | 29.009
2014-03-01 | 29.3628 | 31.6334 | 25.937 | 26.1396
2014-04-01 | 27.4187 | 28.2128 | 20.0658 | 23.5403
2014-05-01 | 27.3906 | 23.6152 | 20.9298 | 21.2727
2014-06-01 | 40.8574 | 24.9446 | 23.2893 | 25.6455
2014-07-01 | 88.951 | 27.5717 | 22.9252 | 25.938
2014-08-01 | 272.978 | 32.6822 | 20.1502 | 25.2387
2014-09-01 | 53.8484 | 29.5096 | 25.3081 | 31.586
2014-10-01 | 33.7305 | 32.6075 | 26.4788 | 32.6182
2014-11-01 | 30.9004 | 32.3577 | 29.9734 | 32.436
2014-12-01 | 31.0654 | 32.9694 | 29.4332 | 28.0247
2015-01-01 | 30.5696 | 32.2432 | 26.1614 | 28.1955
2015-02-01 | 29.4942 | 31.0591 | 24.5392 | 26.0303
2015-03-01 | 29.9626 | 33.0121 | 24.2485 | 25.2181
2015-04-01 | 27.4569 | 28.3589 | 20.4571 | 22.876
2015-05-01 | 26.9008 | 22.9578 | 21.6923 | 20.4359
2015-06-01 | 35.9258 | 24.8623 | 22.9739 | 27.5833
2015-07-01 | 91.0499 | 29.0552 | 24.2487 | 27.7272
2015-08-01 | 239.0305 | 32.0931 | 20.1341 | 26.021
2015-09-01 | 49.6986 | 29.8758 | 29.2185 | 31.8234
2015-10-01 | 30.5987 | 31.4352 | 26.0252 | 32.2219
2015-11-01 | 30.8319 | 32.8857 | 27.1879 | 29.1932
2015-12-01 | 31.284 | 32.0454 | 29.4054 | 29.5467
2016-01-01 | 30.9612 | 32.7293 | 25.3411 | 29.4262
2016-02-01 | 29.5775 | 32.3462 | 25.5805 | 27.4279
2016-03-01 | 29.6511 | 32.5491 | 25.6779 | 30.8973
2016-04-01 | 27.9161 | 27.6582 | 20.6444 | 24.8446
2016-05-01 | 27.3216 | 23.0538 | 21.8444 | 22.3902
2016-06-01 | 41.8129 | 24.9343 | 23.2798 | 28.1037
2016-07-01 | 111.1532 | 28.382 | 21.2909 | 26.6302
2016-08-01 | 217.4845 | 31.9348 | 20.8389 | 24.7933
2016-09-01 | 54.3078 | 29.6485 | 25.5806 | 30.2967
2016-10-01 | 31.046 | 32.0647 | 28.355 | 31.3891
2016-11-01 | 30.6935 | 32.6259 | 29.4235 | 29.8299
2016-12-01 | 32.0282 | 32.0742 | 28.6677 | 29.7823
2017-01-01 | 31.3019 | 32.3953 | 27.3832 | 30.9086
2017-02-01 | 30.3834 | 31.6371 | 25.1037 | 30.4622
2017-03-01 | 29.5543 | 31.8975 | 26.1099 | 27.819
2017-04-01 | 28.478 | 29.3248 | 20.1751 | 22.9992
2017-05-01 | 27.4733 | 23.4248 | 22.1483 | 23.6347
2017-06-01 | 44.1385 | 25.5947 | 24.3858 | 27.2227
2017-07-01 | 121.2028 | 28.2399 | 21.526 | 26.5513
2017-08-01 | 219.2272 | 33.0385 | 20.8871 | 25.4237
2017-09-01 | 56.5675 | 30.3948 | 25.7194 | 31.5611
2017-10-01 | 31.941 | 32.2725 | 26.2667 | 31.0043
2017-11-01 | 30.7416 | 33.0641 | 29.2018 | 28.7865
2017-12-01 | 31.643 | 32.6031 | 28.7649 | 29.3009
2018-01-01 | 31.6011 | 32.6747 | 25.5065 | 29.1871
2018-02-01 | 30.4761 | 31.2431 | 24.0942 | 28.5897
2018-03-01 | 30.1845 | 32.7495 | 25.8943 | 30.0133
2018-04-01 | 28.2663 | 29.6761 | 20.3638 | 22.9389
2018-05-01 | 27.3551 | 24.1497 | 22.355 | 23.1143
2018-06-01 | 40.6594 | 25.1871 | 22.7879 | 27.9751
2018-07-01 | 99.9795 | 28.5396 | 21.87 | 25.6493
2018-08-01 | 252.1984 | 32.6045 | 21.055 | 24.9661
2018-09-01 | 54.0964 | 29.8127 | 25.4724 | 28.7413
2018-10-01 | 32.1737 | 32.4456 | 28.2167 | 29.42
2018-11-01 | 30.3639 | 32.1268 | 28.4962 | 30.4198
2018-12-01 | 32.5232 | 32.9274 | 28.7931 | 30.2023
2019-01-01 | 30.5197 | 33.1672 | 26.8557 | 30.0018
2019-02-01 | 29.5082 | 31.3405 | 26.7799 | 30.8272
2019-03-01 | 30.1403 | 32.0254 | 25.309 | 29.8896
2019-04-01 | 28.263 | 29.432 | 21.2223 | 24.9015
2019-05-01 | 27.6367 | 24.5223 | 22.9089 | 24.231
2019-06-01 | 48.8992 | 26.1993 | 24.499 | 26.8066
2019-07-01 | 98.0304 | 30.4399 | 23.9053 | 28.8991
2019-08-01 | 274.6587 | 36.0673 | 21.3039 | 25.0343
2019-09-01 | 60.9507 | 30.4114 | 26.0914 | 28.7856
2019-10-01 | 34.0266 | 32.9573 | 27.2185 | 32.7772
2019-11-01 | 30.7496 | 32.4715 | 29.0061 | 28.8526
2019-12-01 | 32.0832 | 32.7151 | 31.5822 | 32.7259
2020-01-01 | 31.2572 | 34.0307 | 28.2719 | 30.7884
2020-02-01 | 29.9699 | 33.0488 | 27.4775 | 30.1101
2020-03-01 | 30.4909 | 32.6465 | 26.0317 | 29.0951
2020-04-01 | 28.4397 | 29.4176 | 21.5661 | 26.67
2020-05-01 | 28.4475 | 24.0718 | 22.9623 | 23.7509
2020-06-01 | 45.9107 | 26.5965 | 25.5635 | 28.6782
2020-07-01 | 101.8804 | 29.5578 | 22.0417 | 27.2434
2020-08-01 | 264.608 | 37.144 | 21.7964 | 26.1418
2020-09-01 | 59.4685 | 30.5578 | 26.1732 | 29.7585
2020-10-01 | 31.3212 | 32.4079 | 28.0708 | 29.0707
2020-11-01 | 31.2627 | 31.675 | 27.7733 | 29.9505
2020-12-01 | 32.4656 | 33.4085 | 31.528 | 31.7844
2021-01-01 | 32.2441 | 34.2035 | 27.1907 | 29.7225
2021-02-01 | 30.2915 | 33.0167 | 27.6057 | 33.2119
2021-03-01 | 30.6498 | 32.4241 | 25.275 | 30.8206
2021-04-01 | 28.5676 | 29.8501 | 23.1731 | 26.3841
2021-05-01 | 28.3903 | 24.2041 | 24.696 | 24.7123
2021-06-01 | 49.9293 | 27.4488 | 25.7778 | 29.2849
2021-07-01 | 133.4022 | 30.727 | 21.9583 | 25.3457
2021-08-01 | 259.4294 | 41.4315 | 22.0205 | 25.1163
2021-09-01 | 64.0464 | 30.9729 | 25.9357 | 27.7402
2021-10-01 | 32.046 | 33.9135 | 28.0848 | 30.2647
2021-11-01 | 31.6928 | 32.3235 | 27.8061 | 28.4832
2021-12-01 | 32.3402 | 33.774 | 30.441 | 30.256
2022-01-01 | 32.1496 | 34.5632 | 30.7862 | 31.009
2022-02-01 | 30.8043 | 32.8001 | 26.6237 | 32.7401
2022-03-01 | 30.3638 | 34.035 | 27.0122 | 28.9856
2022-04-01 | 28.734 | 29.736 | 22.9193 | 27.3844
2022-05-01 | 28.1171 | 24.7164 | 22.4118 | 26.9331
2022-06-01 | 48.993 | 28.1946 | 26.874 | 30.9292
2022-07-01 | 132.8897 | 31.2487 | 22.1932 | 25.7125
2022-08-01 | 240.0568 | 40.9136 | 22.3425 | 25.8006
2022-09-01 | 61.2248 | 31.354 | 25.934 | 26.8032
2022-10-01 | 31.9654 | 34.2526 | 25.9397 | 32.0856
2022-11-01 | 31.2695 | 33.2644 | 28.211 | 28.7736
2022-12-01 | 32.4831 | 33.0332 | 29.5945 | 30.1048
2023-01-01 | 32.4742 | 35.978 | 30.5526 | 30.9142
2023-02-01 | 30.3488 | 32.4457 | 27.5577 | 30.4066
2023-03-01 | 30.5969 | 34.0379 | 27.9483 | 30.9652
2023-04-01 | 28.6969 | 31.0448 | 23.7815 | 30.3205
2023-05-01 | 27.3045 | 25.0822 | 24.5871 | 26.2209
2023-06-01 | 45.0949 | 27.7901 | 26.2847 | 28.7925
2023-07-01 | 146.3045 | 30.7218 | 22.4853 | 27.2696
2023-08-01 | 221.2247 | 39.5231 | 22.7797 | 24.1932
2023-09-01 | 54.5852 | 31.0906 | 25.8509 | 26.8692
2023-10-01 | 31.7636 | 34.7088 | 26.6355 | 29.2912
2023-11-01 | 31.8062 | 34.4674 | 29.1856 | 30.5727
2023-12-01 | 33.1403 | 34.153 | 29.734 | 32.7224
2024-01-01 | 33.8471 | 35.9628 | 28.9145 | 29.0862
2024-02-01 | 29.9187 | 33.4195 | 27.8016 | 28.3343
2024-03-01 | 30.8369 | 34.061 | 28.6996 | 28.1739
2024-04-01 | 28.7501 | 32.077 | 24.0751 | 24.8507
2024-05-01 | 27.3871 | 26.8244 | 26.3904 | 25.1584
2024-06-01 | 41.8261 | 27.8729 | 26.3542 | 26.9996
2024-07-01 | 112.637 | 30.9342 | 23.0503 | 27.3677
2024-08-01 | 249.8398 | 42.6674 | 23.3699 | 24.2945
2024-09-01 | 50.9729 | 30.9598 | 26.0174 | 28.1238
2024-10-01 | 32.4059 | 35.1244 | 26.7986 | 28.6771
2024-11-01 | 32.794 | 33.0242 | 28.9274 | 29.8123
2024-12-01 | 32.7107 | 33.1667 | 30.2753 | 31.9914
2025-01-01 | 31.8113 | 35.1662 | 29.1383 | 31.1453
2025-02-01 | 30.5487 | 34.0982 | 29.3031 | 32.7104
2025-03-01 | 30.6655 | 34.9188 | 28.6383 | 28.6058
2025-04-01 | 28.7729 | 31.2626 | 23.4169 | 27.6725
2025-05-01 | 26.7671 | 25.8498 | 24.9147 | 29.9735
2025-06-01 | 35.4275 | 27.9506 | 25.687 | 29.2802
2025-07-01 | 102.2618 | 30.8254 | 23.4059 | 28.4003
2025-08-01 | 220.3936 | 42.8622 | 23.8673 | 24.8346
2025-09-01 | 39.3859 | 30.8447 | 25.9949 | 28.8683
2025-10-01 | 30.6016 | 34.7694 | 27.8608 | 29.0903
2025-11-01 | 32.5237 | 33.374 | 28.9509 | 29.5807
2025-12-01 | 32.5553 | 33.4032 | 29.5145 | 30.6873
Note on A3: Pete Swartz: Code searches for string "Embedded Inflation" in column A, so don't change the text. The inflation value is has to be entered in column C of the corresponding row.
Note on A5: Pete Swartz: The "Period" header is required and has to be in column 1. A date format is required. Data has to start in the first 100 rows. Data has to start before the Program start date. The last year of data is extended to cover the program life if necessary, so make sure the data ends in a with a full calendar year's worth of entries.

## MidC_DraftPlan_122903
Draft Market Price Forecast for 5th Power Plan (122903) - E OR & WA (Mid C)
Base Year $ |  | 2000
Embedded Inflation |  | 0%
Electricity $/MWh
Period | Seg 1 | Seg 2 | Seg 3 | Seg 4
2000-01-01 | 39.1993 | 39.1993 | 32.8402 | 32.8402
2000-02-01 | 41.5043 | 41.5043 | 39.812 | 39.812
2000-03-01 | 48.7627 | 48.7627 | 42.0175 | 42.0175
2000-04-01 | 43.4359 | 43.4359 | 39.6866 | 39.6866
2000-05-01 | 44.5888 | 44.5888 | 37.546 | 37.546
2000-06-01 | 78.6978 | 78.6978 | 38.292 | 38.292
2000-07-01 | 105.7499 | 105.7499 | 38.6776 | 38.6776
2000-08-01 | 189.1852 | 189.1852 | 39.758 | 39.758
2000-09-01 | 121.0475 | 121.0475 | 39.2463 | 39.2463
2000-10-01 | 43.4628 | 43.4628 | 36.8366 | 36.8366
2000-11-01 | 43.6851 | 43.6851 | 39.3933 | 39.3933
2000-12-01 | 40.2335 | 40.2335 | 36.4473 | 36.4473
2001-01-01 | 48.5158 | 49.3368 | 17.9124 | 17.3764
2001-02-01 | 41.6325 | 42.8139 | 18.5015 | 18.724
2001-03-01 | 43.2508 | 46.4919 | 23.3002 | 21.3351
2001-04-01 | 40.178 | 39.095 | 17.4143 | 17.1935
2001-05-01 | 45.2973 | 32.513 | 13.3023 | 12.7944
2001-06-01 | 46.4522 | 33.1377 | 17.7686 | 15.8542
2001-07-01 | 69.6467 | 35.2839 | 21.2574 | 23.8317
2001-08-01 | 162.6576 | 38.8478 | 20.1619 | 22.3389
2001-09-01 | 47.0638 | 37.406 | 25.8307 | 25.7662
2001-10-01 | 44.0006 | 41.2049 | 24.0628 | 26.9761
2001-11-01 | 44.8998 | 43.6442 | 29.6876 | 30.2229
2001-12-01 | 42.1511 | 42.749 | 25.0141 | 27.9159
2002-01-01 | 29.6177 | 30.9246 | 16.7865 | 17.7234
2002-02-01 | 28.0616 | 28.8174 | 17.5993 | 18.8023
2002-03-01 | 29.8468 | 28.9129 | 19.3907 | 20.0053
2002-04-01 | 27.4609 | 26.1267 | 15.4262 | 16.536
2002-05-01 | 28.3919 | 22.8535 | 12.589 | 11.2916
2002-06-01 | 29.371 | 23.61 | 15.869 | 14.9982
2002-07-01 | 30.7294 | 24.6482 | 17.427 | 17.7795
2002-08-01 | 36.9013 | 26.1082 | 18.2363 | 18.6307
2002-09-01 | 28.5214 | 24.7525 | 18.7663 | 19.5362
2002-10-01 | 27.5307 | 26.0806 | 18.8311 | 21.0334
2002-11-01 | 28.2955 | 27.8321 | 21.2151 | 24.4505
2002-12-01 | 26.8795 | 27.9343 | 19.7574 | 21.8916
2003-01-01 | 45.1759 | 49.9451 | 28.6221 | 37.901
2003-02-01 | 40.5581 | 47.0476 | 31.0613 | 38.6373
2003-03-01 | 46.0982 | 46.8555 | 32.3276 | 35.0117
2003-04-01 | 41.2321 | 42.8253 | 23.0562 | 30.6048
2003-05-01 | 47.175 | 39.9763 | 20.0399 | 22.2035
2003-06-01 | 47.2685 | 39.0831 | 23.3386 | 29.0525
2003-07-01 | 47.8393 | 42.9567 | 27.099 | 28.4254
2003-08-01 | 52.5049 | 44.7039 | 28.1638 | 31.5906
2003-09-01 | 45.3004 | 40.7293 | 29.013 | 35.044
2003-10-01 | 41.5696 | 42.3376 | 31.1366 | 37.6185
2003-11-01 | 43.5486 | 44.6568 | 37.5756 | 42.0168
2003-12-01 | 39.2004 | 47.2631 | 35.7119 | 36.4251
2004-01-01 | 34.0402 | 39.7312 | 24.9199 | 28.2635
2004-02-01 | 33.1947 | 36.1779 | 25.5686 | 30.729
2004-03-01 | 33.9702 | 36.6819 | 28.073 | 30.2397
2004-04-01 | 31.5933 | 33.4383 | 22.7814 | 24.742
2004-05-01 | 35.1581 | 29.3826 | 20.0084 | 21.5991
2004-06-01 | 35.9409 | 29.7369 | 22.0186 | 25.9438
2004-07-01 | 37.9704 | 33.6216 | 23.8416 | 26.5091
2004-08-01 | 43.9799 | 36.6 | 24.2158 | 28.4689
2004-09-01 | 36.6083 | 34.3645 | 26.2341 | 29.0394
2004-10-01 | 35.0657 | 34.4617 | 27.2961 | 33.4419
2004-11-01 | 36.9897 | 38.0934 | 29.5647 | 37.3996
2004-12-01 | 35.1894 | 38.3064 | 29.8586 | 32.3202
2005-01-01 | 28.9033 | 31.5112 | 23.3758 | 24.1549
2005-02-01 | 27.1031 | 31.5694 | 23.1576 | 24.3587
2005-03-01 | 28.6712 | 31.5028 | 24.6726 | 28.3944
2005-04-01 | 27.5423 | 28.2605 | 18.9118 | 20.7548
2005-05-01 | 29.9699 | 23.1211 | 18.3885 | 22.89
2005-06-01 | 30.5549 | 24.2467 | 19.8968 | 22.8434
2005-07-01 | 32.5219 | 27.219 | 21.2308 | 23.859
2005-08-01 | 37.3946 | 29.5978 | 22.0383 | 24.1021
2005-09-01 | 30.6486 | 28.0498 | 24.0671 | 25.0541
2005-10-01 | 30.2434 | 29.3266 | 23.3764 | 26.9402
2005-11-01 | 31.033 | 31.7784 | 27.2358 | 31.4757
2005-12-01 | 32.0205 | 33.3687 | 25.5293 | 29.1309
2006-01-01 | 29.8224 | 32.1205 | 25.2416 | 25.5923
2006-02-01 | 29.2233 | 31.776 | 23.7522 | 26.0484
2006-03-01 | 29.5582 | 31.9252 | 25.6316 | 27.5321
2006-04-01 | 29.8047 | 27.4898 | 20.0639 | 23.7464
2006-05-01 | 29.8976 | 23.5936 | 19.7102 | 22.6069
2006-06-01 | 33.6213 | 25.6236 | 20.5117 | 21.8656
2006-07-01 | 35.1892 | 28.6314 | 21.3913 | 23.5661
2006-08-01 | 53.9347 | 30.7873 | 22.1346 | 22.2973
2006-09-01 | 32.1211 | 29.929 | 23.7727 | 25.1662
2006-10-01 | 31.7673 | 30.3403 | 23.861 | 29.7609
2006-11-01 | 32.6948 | 32.7368 | 27.8443 | 30.1672
2006-12-01 | 31.3394 | 33.4797 | 26.9793 | 28.8092
2007-01-01 | 31.8215 | 33.7093 | 25.9953 | 27.5067
2007-02-01 | 30.3414 | 31.8959 | 25.3973 | 27.8168
2007-03-01 | 30.797 | 31.8578 | 26.2107 | 29.5199
2007-04-01 | 28.7744 | 29.3549 | 21.9827 | 23.4109
2007-05-01 | 30.5184 | 24.5639 | 20.4793 | 23.5513
2007-06-01 | 34.5511 | 26.0403 | 20.1594 | 22.8984
2007-07-01 | 39.6901 | 29.4277 | 21.3828 | 23.2678
2007-08-01 | 140.5768 | 31.4872 | 21.8773 | 23.027
2007-09-01 | 34.1953 | 29.8095 | 23.9806 | 25.1352
2007-10-01 | 32.5584 | 31.1095 | 24.4548 | 29.29
2007-11-01 | 33.4748 | 32.9592 | 27.9026 | 27.5661
2007-12-01 | 32.8977 | 33.5829 | 28.7228 | 30.9933
2008-01-01 | 30.8656 | 33.6801 | 27.2545 | 27.013
2008-02-01 | 30.9716 | 34.2409 | 25.0638 | 25.44
2008-03-01 | 31.5462 | 32.5309 | 26.712 | 29.4432
2008-04-01 | 29.4201 | 29.14 | 22.5452 | 22.8333
2008-05-01 | 31.6129 | 24.4493 | 21.9355 | 21.9104
2008-06-01 | 35.9124 | 26.882 | 19.5898 | 24.29
2008-07-01 | 40.2524 | 29.7306 | 21.4451 | 22.9555
2008-08-01 | 210.9634 | 32.5629 | 21.9601 | 23.5106
2008-09-01 | 41.0992 | 30.5687 | 25.0652 | 25.8888
2008-10-01 | 32.8258 | 31.8005 | 26.689 | 30.086
2008-11-01 | 35.1311 | 33.6535 | 29.5089 | 30.147
2008-12-01 | 33.0605 | 34.7174 | 29.2668 | 31.3708
2009-01-01 | 30.8759 | 32.8957 | 25.024 | 24.9557
2009-02-01 | 30.1096 | 31.5494 | 23.6969 | 29.0323
2009-03-01 | 30.7394 | 32.5175 | 26.4402 | 27.6322
2009-04-01 | 28.5344 | 28.5094 | 21.8954 | 22.3517
2009-05-01 | 33.252 | 24.6475 | 19.6748 | 21.6503
2009-06-01 | 38.1572 | 26.4567 | 20.3799 | 24.079
2009-07-01 | 61.3745 | 29.5935 | 20.0743 | 24.2528
2009-08-01 | 208.8836 | 32.0912 | 20.4359 | 22.8776
2009-09-01 | 37.3284 | 30.2531 | 23.5862 | 24.813
2009-10-01 | 33.1272 | 32.3696 | 25.3647 | 26.3652
2009-11-01 | 35.7138 | 33.9118 | 30.4292 | 34.3324
2009-12-01 | 31.4843 | 34.6012 | 31.2565 | 32.7364
2010-01-01 | 29.809 | 31.9046 | 25.619 | 27.4416
2010-02-01 | 29.2775 | 31.2459 | 24.2282 | 26.8703
2010-03-01 | 30.4761 | 31.5976 | 25.0368 | 29.1423
2010-04-01 | 28.8662 | 28.2918 | 21.8842 | 22.6622
2010-05-01 | 33.7918 | 24.1064 | 19.926 | 20.745
2010-06-01 | 40.4588 | 25.7732 | 19.848 | 22.0417
2010-07-01 | 93.8459 | 28.3056 | 19.127 | 23.8733
2010-08-01 | 236.3509 | 35.8759 | 19.3307 | 22.0304
2010-09-01 | 52.7091 | 30.7069 | 23.4165 | 24.9149
2010-10-01 | 34.6756 | 33.1013 | 26.492 | 27.7682
2010-11-01 | 39.1554 | 35.1564 | 28.649 | 30.5621
2010-12-01 | 32.2029 | 33.6632 | 29.0981 | 31.5852
2011-01-01 | 30.4388 | 32.1001 | 24.7771 | 27.3686
2011-02-01 | 29.5771 | 32.3174 | 24.8451 | 26.5266
2011-03-01 | 30.2774 | 32.6009 | 25.5554 | 27.6406
2011-04-01 | 28.4913 | 28.4809 | 20.6088 | 22.6425
2011-05-01 | 32.0294 | 23.7996 | 19.4875 | 19.9818
2011-06-01 | 55.6326 | 24.9563 | 19.0475 | 22.2947
2011-07-01 | 127.2004 | 28.5981 | 18.6121 | 22.4284
2011-08-01 | 236.3302 | 34.58 | 19.225 | 23.3106
2011-09-01 | 53.1014 | 30.7562 | 23.2474 | 25.4754
2011-10-01 | 33.7842 | 33.0942 | 27.1072 | 29.0003
2011-11-01 | 40.4663 | 36.7796 | 30.143 | 34.8334
2011-12-01 | 32.1301 | 34.6121 | 28.339 | 32.9432
2012-01-01 | 29.9216 | 32.1743 | 23.9489 | 26.8744
2012-02-01 | 27.8065 | 32.0432 | 23.9684 | 25.1761
2012-03-01 | 29.3889 | 32.3852 | 26.3675 | 27.3914
2012-04-01 | 28.1624 | 27.596 | 19.7272 | 19.8794
2012-05-01 | 31.0488 | 22.7009 | 19.0102 | 19.3215
2012-06-01 | 53.8956 | 24.9721 | 19.5101 | 25.0924
2012-07-01 | 102.9949 | 28.061 | 19.77 | 22.3982
2012-08-01 | 226.8663 | 33.8641 | 20.5938 | 22.0763
2012-09-01 | 49.0958 | 32.1737 | 23.8774 | 25.5302
2012-10-01 | 33.6385 | 35.1312 | 23.3796 | 27.361
2012-11-01 | 39.6732 | 37.4273 | 29.6958 | 32.7676
2012-12-01 | 31.4605 | 34.3534 | 26.9976 | 30.735
2013-01-01 | 28.9273 | 32.1981 | 24.6369 | 25.7073
2013-02-01 | 28.4997 | 30.468 | 24.5874 | 28.081
2013-03-01 | 28.7289 | 30.0351 | 26.6086 | 27.8324
2013-04-01 | 26.4971 | 27.3836 | 19.6934 | 21.985
2013-05-01 | 27.4802 | 22.7684 | 20.2001 | 18.7171
2013-06-01 | 37.0814 | 24.1975 | 22.0463 | 22.6775
2013-07-01 | 90.4484 | 27.5376 | 22.5296 | 22.7229
2013-08-01 | 257.1128 | 30.1043 | 19.2808 | 21.7209
2013-09-01 | 44.5102 | 28.768 | 24.3608 | 25.518
2013-10-01 | 32.7976 | 31.6873 | 26.3627 | 33.184
2013-11-01 | 30.9098 | 32.8782 | 30.0856 | 34.2154
2013-12-01 | 31.2258 | 32.0277 | 28.2023 | 32.3876
2014-01-01 | 30.0178 | 31.9559 | 26.7247 | 27.1434
2014-02-01 | 29.5413 | 30.6391 | 24.7262 | 29.0495
2014-03-01 | 28.8371 | 30.7985 | 25.8812 | 25.785
2014-04-01 | 26.9649 | 27.6413 | 19.5735 | 23.0917
2014-05-01 | 26.7334 | 22.7967 | 20.7106 | 20.826
2014-06-01 | 40.7547 | 24.6756 | 23.0941 | 25.3142
2014-07-01 | 88.9575 | 27.3673 | 22.8444 | 25.7725
2014-08-01 | 272.9045 | 32.4138 | 19.864 | 25.1148
2014-09-01 | 53.5773 | 29.133 | 25.5484 | 31.6901
2014-10-01 | 33.3433 | 31.9573 | 26.441 | 32.3839
2014-11-01 | 30.0388 | 31.7909 | 29.638 | 32.1296
2014-12-01 | 31.0047 | 32.7617 | 29.4265 | 27.9146
2015-01-01 | 30.3883 | 31.9055 | 25.959 | 28.0899
2015-02-01 | 29.2664 | 30.8178 | 24.5423 | 26.1706
2015-03-01 | 29.7375 | 32.3412 | 24.0195 | 25.3436
2015-04-01 | 26.738 | 27.8702 | 20.1158 | 22.3383
2015-05-01 | 26.3297 | 22.5556 | 21.4989 | 20.2637
2015-06-01 | 35.6768 | 24.5116 | 22.64 | 27.395
2015-07-01 | 91.0463 | 28.7842 | 24.2217 | 27.7074
2015-08-01 | 238.9542 | 31.7608 | 19.8692 | 25.5616
2015-09-01 | 49.4112 | 29.3713 | 29.1377 | 31.7359
2015-10-01 | 30.2717 | 30.5586 | 25.9571 | 32.1087
2015-11-01 | 30.0694 | 32.237 | 27.0559 | 29.0665
2015-12-01 | 31.2676 | 31.7698 | 29.3117 | 29.5879
2016-01-01 | 30.9071 | 32.4861 | 25.3418 | 29.5337
2016-02-01 | 29.3728 | 31.8461 | 25.6306 | 27.2048
2016-03-01 | 29.2631 | 31.8426 | 25.8473 | 29.693
2016-04-01 | 27.1371 | 26.9807 | 20.1204 | 24.28
2016-05-01 | 26.7471 | 22.5461 | 21.6863 | 22.0256
2016-06-01 | 41.6535 | 24.5661 | 22.9626 | 27.2404
2016-07-01 | 111.1721 | 28.2094 | 21.1237 | 26.3859
2016-08-01 | 217.3983 | 31.6047 | 20.7785 | 24.2881
2016-09-01 | 53.8965 | 29.2127 | 25.4367 | 29.9728
2016-10-01 | 30.7678 | 31.4524 | 28.3152 | 30.9769
2016-11-01 | 30.0513 | 32.0563 | 29.1999 | 29.8246
2016-12-01 | 31.659 | 31.8165 | 28.6137 | 29.834
2017-01-01 | 31.2598 | 32.2208 | 27.3632 | 31.0291
2017-02-01 | 30.2978 | 31.3854 | 25.1116 | 30.6102
2017-03-01 | 29.18 | 31.3427 | 26.1391 | 27.7711
2017-04-01 | 27.8246 | 28.574 | 19.9212 | 22.6734
2017-05-01 | 26.9589 | 23.0029 | 21.9458 | 23.3956
2017-06-01 | 43.9581 | 25.1026 | 24.1382 | 26.7006
2017-07-01 | 121.2567 | 27.9767 | 21.4554 | 26.3565
2017-08-01 | 219.2178 | 32.8108 | 20.8469 | 25.5175
2017-09-01 | 56.1013 | 29.8487 | 25.6066 | 31.5859
2017-10-01 | 31.5482 | 31.6703 | 26.3517 | 30.7819
2017-11-01 | 30.1051 | 32.5633 | 29.1469 | 28.6917
2017-12-01 | 31.2443 | 32.3579 | 28.6672 | 29.3273
2018-01-01 | 31.4157 | 32.2922 | 25.4206 | 29.1491
2018-02-01 | 30.2672 | 31.1013 | 24.3308 | 28.6982
2018-03-01 | 29.9619 | 32.2182 | 26.0322 | 29.8454
2018-04-01 | 27.5921 | 28.7046 | 19.9309 | 22.6602
2018-05-01 | 26.742 | 23.7381 | 21.9796 | 22.9365
2018-06-01 | 40.5786 | 24.868 | 22.6629 | 27.4837
2018-07-01 | 99.8964 | 28.1961 | 21.8808 | 25.4679
2018-08-01 | 252.1871 | 32.4401 | 21.0157 | 24.9513
2018-09-01 | 53.7157 | 29.4295 | 25.5251 | 28.6222
2018-10-01 | 31.8778 | 31.869 | 28.1309 | 29.5368
2018-11-01 | 29.9648 | 31.7341 | 28.4591 | 29.9928
2018-12-01 | 32.0638 | 32.4578 | 28.8702 | 30.2013
2019-01-01 | 30.3088 | 32.8892 | 26.7608 | 30.0614
2019-02-01 | 29.4538 | 31.0442 | 26.8414 | 30.7967
2019-03-01 | 29.8561 | 31.4284 | 25.4833 | 29.7643
2019-04-01 | 27.6238 | 28.7009 | 21.0446 | 24.454
2019-05-01 | 27.3684 | 23.9197 | 22.6998 | 23.6568
2019-06-01 | 48.849 | 25.7518 | 23.9413 | 26.8272
2019-07-01 | 97.9903 | 30.2042 | 23.6024 | 28.866
2019-08-01 | 274.7216 | 35.8241 | 21.2629 | 24.9232
2019-09-01 | 60.589 | 30.0086 | 26.0959 | 28.5054
2019-10-01 | 33.5424 | 32.2862 | 27.283 | 32.8655
2019-11-01 | 30.1635 | 31.8417 | 28.7577 | 28.8114
2019-12-01 | 31.829 | 32.4439 | 31.6724 | 32.8787
2020-01-01 | 31.1868 | 33.6334 | 28.102 | 30.6921
2020-02-01 | 29.6729 | 32.3962 | 27.5772 | 30.3079
2020-03-01 | 30.1579 | 31.8172 | 25.8535 | 29.0529
2020-04-01 | 28.0528 | 28.589 | 21.2332 | 26.2162
2020-05-01 | 28.1052 | 23.6577 | 22.7918 | 23.667
2020-06-01 | 45.8464 | 26.3126 | 25.0831 | 27.9524
2020-07-01 | 101.829 | 29.3512 | 21.8336 | 27.3078
2020-08-01 | 264.5709 | 36.8437 | 21.8071 | 26.0559
2020-09-01 | 59.1909 | 30.1641 | 26.0576 | 29.5375
2020-10-01 | 30.8859 | 31.7804 | 28.027 | 28.899
2020-11-01 | 30.7853 | 31.1011 | 27.7797 | 30.0812
2020-12-01 | 32.1134 | 33.1756 | 31.5167 | 31.5166
2021-01-01 | 32.0696 | 33.9186 | 27.2745 | 29.8008
2021-02-01 | 29.9139 | 31.7483 | 27.6123 | 32.9998
2021-03-01 | 30.111 | 31.2343 | 25.2751 | 30.3848
2021-04-01 | 28.009 | 28.9509 | 22.8681 | 26.0242
2021-05-01 | 27.9281 | 23.9735 | 24.3017 | 24.6786
2021-06-01 | 49.9093 | 27.0989 | 25.4051 | 28.7214
2021-07-01 | 133.4276 | 30.521 | 21.7634 | 25.2353
2021-08-01 | 259.4508 | 41.2264 | 21.9867 | 24.8651
2021-09-01 | 63.6132 | 30.6772 | 25.8165 | 27.3155
2021-10-01 | 31.7174 | 33.0781 | 28.0772 | 29.6389
2021-11-01 | 31.1424 | 31.8921 | 27.821 | 28.5126
2021-12-01 | 32.0162 | 33.4765 | 30.3726 | 30.3313
2022-01-01 | 31.8803 | 34.2619 | 30.7335 | 30.9584
2022-02-01 | 30.6704 | 32.631 | 26.6357 | 32.8589
2022-03-01 | 30.1104 | 32.9411 | 26.7024 | 28.9264
2022-04-01 | 27.9114 | 28.8915 | 22.5282 | 26.8963
2022-05-01 | 28.0018 | 24.3196 | 22.2822 | 26.702
2022-06-01 | 48.9621 | 27.968 | 26.7375 | 30.8452
2022-07-01 | 132.8763 | 31.0888 | 22.0241 | 25.635
2022-08-01 | 240.0824 | 40.7297 | 22.3361 | 25.4748
2022-09-01 | 61.0628 | 30.9501 | 25.785 | 26.3951
2022-10-01 | 31.5178 | 33.7563 | 25.7027 | 31.8529
2022-11-01 | 30.9543 | 33.0092 | 28.1862 | 28.6223
2022-12-01 | 32.3105 | 32.9386 | 29.7241 | 30.1343
2023-01-01 | 32.2336 | 35.5169 | 30.5647 | 30.9448
2023-02-01 | 30.0726 | 31.9884 | 27.5612 | 30.4615
2023-03-01 | 29.9365 | 32.7184 | 27.7158 | 30.6827
2023-04-01 | 28.0609 | 29.3028 | 23.4371 | 29.8162
2023-05-01 | 27.2334 | 24.7449 | 24.1698 | 26.3607
2023-06-01 | 45.0616 | 27.7045 | 26.1479 | 28.6633
2023-07-01 | 146.2726 | 30.563 | 22.3009 | 26.9
2023-08-01 | 221.0464 | 39.3233 | 22.7642 | 24.12
2023-09-01 | 54.3481 | 30.6657 | 25.6748 | 26.1282
2023-10-01 | 31.3784 | 33.9941 | 26.2857 | 28.8009
2023-11-01 | 31.3697 | 33.9684 | 28.9386 | 30.4324
2023-12-01 | 32.8859 | 33.8345 | 29.8524 | 32.7651
2024-01-01 | 32.5612 | 34.7413 | 28.9983 | 29.0989
2024-02-01 | 29.7909 | 32.6825 | 27.9969 | 28.3592
2024-03-01 | 29.9992 | 33.0519 | 28.4241 | 28.0128
2024-04-01 | 28.2415 | 30.355 | 23.6315 | 24.4469
2024-05-01 | 27.1988 | 26.2812 | 26.0031 | 24.6936
2024-06-01 | 41.7189 | 27.654 | 26.0703 | 26.1639
2024-07-01 | 112.5975 | 30.7233 | 22.8747 | 27.2892
2024-08-01 | 249.8088 | 42.5263 | 23.2716 | 24.2521
2024-09-01 | 50.5566 | 30.5969 | 25.5082 | 27.2052
2024-10-01 | 31.8375 | 34.387 | 26.3991 | 28.1264
2024-11-01 | 32.3377 | 32.6507 | 28.6703 | 29.4532
2024-12-01 | 32.4781 | 33.022 | 30.2796 | 31.9703
2025-01-01 | 31.6343 | 34.7921 | 29.1484 | 31.1484
2025-02-01 | 30.3448 | 32.9927 | 29.2445 | 32.6488
2025-03-01 | 29.6381 | 33.5055 | 28.4542 | 27.9987
2025-04-01 | 27.4931 | 29.2741 | 22.6854 | 27.4472
2025-05-01 | 26.3838 | 25.3632 | 24.6622 | 29.7488
2025-06-01 | 35.2854 | 27.7581 | 25.2907 | 28.8902
2025-07-01 | 102.1956 | 30.6997 | 23.2586 | 28.27
2025-08-01 | 220.2277 | 42.3268 | 23.7601 | 24.5571
2025-09-01 | 39.1692 | 30.2396 | 25.6899 | 27.7613
2025-10-01 | 30.2926 | 34.1337 | 27.4096 | 28.4861
2025-11-01 | 32.2176 | 32.8048 | 28.7449 | 29.3288
2025-12-01 | 32.3799 | 33.0659 | 29.6 | 30.6249
Note on A3: Pete Swartz: Code searches for string "Embedded Inflation" in column A, so don't change the text. The inflation value is has to be entered in column C of the corresponding row.
Note on A5: Pete Swartz: The "Period" header is required and has to be in column 1. A date format is required. Data has to start in the first 100 rows. Data has to start before the Program start date. The last year of data is extended to cover the program life if necessary, so make sure the data ends in a with a full calendar year's worth of entries.

## Conservation Load Shapes
Conservation Savings Load Shape Data
Source: 1998 Plan and RTF Worksheets
Shape ID | Segment | Jan | Feb | Mar | Apr | May | Jun | Jul | Aug | Sep | Oct | Nov | Dec
ResSHWX | 1 | 5.5944 | 3.8961 | 3.5964 | 3.7962 | 2.1978 | 0.3996 | 0.0999 | 0.1998 | 1.0989 | 1.998 | 4.4955 | 8.3916
Ann LF & CF: | 2 | 5.994 | 5.6943 | 4.0959 | 3.4965 | 2.1978 | 0.4995 | 0.1998 | 0.3996 | 1.1988 | 3.6963 | 3.5964 | 3.996
0.21 | 3 | 3.3966 | 1.998 | 1.7982 | 1.0989 | 0.5994 | 0.1998 | 1.0989 | 0.5994 | 0.5994 | 1.2987 | 1.8981 | 2.2977
0.401 | 4 | 1.8981 | 1.2987 | 3.0969 | 0.8991 | 0.1998 | 1.1988 | 0.2997 | 0.1998 | 0.1998 | 0.6993 | 1.0989 | 1.1988
ResSHNEW | 1 | 5.1896 | 3.6926 | 3.6926 | 2.1956 | 1.2974 | 0.0998 | 0.0998 | 0.0998 | 0.8982 | 2.8942 | 3.1936 | 4.2914
Ann LF & CF: | 2 | 7.3852 | 5.6886 | 5.3892 | 2.994 | 1.3972 | 0.998 | 0.0998 | 0.0998 | 1.5968 | 2.495 | 5.2894 | 7.3852
0.178 | 3 | 3.5928 | 2.6946 | 2.3952 | 2.6946 | 1.8962 | 0.1996 | 0.8982 | 0.499 | 0.5988 | 1.5968 | 2.2954 | 3.2934
0.366 | 4 | 1.3972 | 1.0978 | 0.998 | 0.499 | 0.499 | 1.0978 | 0.499 | 0.0998 | 0.0998 | 0.499 | 0.5988 | 1.497
ResSpHTBBZ1 | 1 | 5.1106 | 4.0576 | 3.2364 | 3.4103 | 1.1883 | 0.27051 | 0.096609 | 0.096609 | 0.54101 | 1.7776 | 3.3427 | 5.6516
Ann LF & CF: | 2 | 7.3036 | 6.4728 | 5.0913 | 4.444 | 1.6037 | 0.49271 | 0.19322 | 0.16424 | 0.90812 | 2.4345 | 4.7242 | 8.0089
0.238 | 3 | 3.4779 | 2.6567 | 2.2413 | 2.193 | 0.68592 | 0.1739 | 0.67626 | 0.57965 | 0.33813 | 1.0627 | 2.0964 | 3.5939
0.47 | 4 | 1.4685 | 1.2463 | 1.8356 | 0.77287 | 0.21254 | 0.67626 | 0.28983 | 0.096609 | 0.14491 | 0.36711 | 0.94677 | 1.5457
ResSpHTBBZ2 | 1 | 5.1633 | 3.8339 | 2.3986 | 2.4564 | 0.65504 | 0.22156 | 0.67431 | 0.77064 | 0.44312 | 1.8495 | 3.0826 | 5.8954
Ann LF & CF: | 2 | 7.9761 | 6.3385 | 4.6142 | 4.0073 | 1.233 | 0.47202 | 0.21193 | 0.21193 | 0.94403 | 2.8899 | 5.1922 | 9.922
0.238 | 3 | 3.6413 | 2.7358 | 2.0229 | 2.3119 | 0.33715 | 0.10596 | 0.57798 | 0.67431 | 0.30826 | 1.0885 | 2.2252 | 4.3541
0.47 | 4 | 1.4064 | 1.1463 | 0.79954 | 0.52981 | 0.1156 | 0.48165 | 0.28899 | 0.19266 | 0.14449 | 0.31789 | 0.91513 | 1.8206
ResSpHTBBZ3 | 1 | 5.2714 | 3.7778 | 2.1476 | 2.4795 | 0.77118 | 0.29285 | 0.097618 | 0.097618 | 0.13667 | 1.1617 | 3.28 | 6.4916
Ann LF & CF: | 2 | 8.5221 | 6.599 | 4.9785 | 4.4611 | 1.6986 | 0.097618 | 0.48809 | 0.58571 | 0.41 | 2.2355 | 5.5349 | 10.8747
0.238 | 3 | 3.7388 | 2.6943 | 2.1476 | 1.884 | 0.61499 | 0.19524 | 0.097618 | 0.097618 | 0.13667 | 0.77118 | 2.3624 | 4.7442
0.47 | 4 | 1.4447 | 1.1519 | 0.81023 | 0.5369 | 0.19524 | 0 | 0 | 0 | 0.58571 | 0.22452 | 1.1714 | 1.9036
ResSpHTFAFZ1 | 1 | 4.5784 | 3.1585 | 2.6562 | 2.6079 | 1.0625 | 0.2125 | 0.48295 | 0.48295 | 0.50227 | 2.125 | 2.8591 | 5.2738
Ann LF & CF: | 2 | 8.3357 | 6.7517 | 6.0079 | 5.1579 | 2.0477 | 0.53125 | 0.13523 | 0.09659 | 1.8352 | 3.5159 | 5.3414 | 9.659
0.194 | 3 | 2.7335 | 2.4244 | 2.7045 | 1.8159 | 0.5892 | 0.11591 | 0.19318 | 0.19318 | 0.28011 | 1.1301 | 1.9125 | 3.1971
0.374 | 4 | 1.1204 | 1.3523 | 0.86931 | 0.56988 | 0.17386 | 0.38636 | 0.09659 | 0 | 0.10625 | 0.36704 | 0.83068 | 1.4199
ResSpHTFAFZ2 | 1 | 5.4554 | 3.4182 | 2.7522 | 1.9491 | 0.91087 | 0.30362 | 0.48972 | 0.39177 | 0.39177 | 1.4789 | 3.1048 | 6.2586
Ann LF & CF: | 2 | 9.7356 | 6.856 | 5.857 | 4.3976 | 2.331 | 0.70519 | 0.13712 | 0.097943 | 1.2145 | 3.5162 | 6.1704 | 11.5867
0.194 | 3 | 2.7032 | 1.8609 | 1.4691 | 0.84231 | 0.42116 | 0.12733 | 0.19589 | 0.097943 | 0.27424 | 0.65622 | 1.7924 | 3.2713
0.374 | 4 | 1.3712 | 0.81293 | 0.59745 | 0.41136 | 0.1763 | 0.88149 | 0.097943 | 0 | 0.10774 | 0.31342 | 0.72478 | 1.2831
ResSpHTFAFZ3 | 1 | 7.5188 | 3.5024 | 3.0456 | 2.2842 | 1.1421 | 0.28552 | 0.095175 | 0.10469 | 0.74236 | 2.1985 | 5.0443 | 7.7187
Ann LF & CF: | 2 | 9.1939 | 5.5487 | 4.8539 | 2.9885 | 1.7227 | 0.72333 | 0.15228 | 0.10469 | 1.3134 | 3.2455 | 7.4236 | 11.0688
0.194 | 3 | 2.3603 | 1.3039 | 1.5228 | 0.30456 | 0.17131 | 0.47587 | 0.095175 | 0.19035 | 0.24745 | 0.56153 | 1.6275 | 3.0361
0.374 | 4 | 0.88512 | 0.59008 | 0.49491 | 0.18083 | 0.095175 | 0.85657 | 0.28552 | 0.19035 | 0.57105 | 0.12373 | 0.66622 | 1.1421
ResSpHtHPZ1 | 1 | 3.5822 | 2.5671 | 1.6398 | 1.552 | 0.88824 | 0.7223 | 0.87848 | 0.898 | 0.6735 | 2.489 | 4.8219 | 6.0029
Ann LF & CF: | 2 | 7.3792 | 5.6027 | 4.529 | 3.3187 | 2.1962 | 1.2884 | 1.1908 | 1.2006 | 1.3275 | 3.6798 | 6.5398 | 9.2728
0.158 | 3 | 3.5334 | 2.489 | 1.5422 | 1.757 | 0.73206 | 0.32211 | 0.38067 | 0.32211 | 0.37091 | 0.93704 | 1.9131 | 3.4065
0.355 | 4 | 1.2396 | 1.757 | 0.58565 | 0.39043 | 0.18546 | 0.12689 | 0.10737 | 0.87848 | 0.14641 | 0.32211 | 0.87848 | 1.4348
ResSpHtHPZ2 | 1 | 4.2179 | 2.898 | 1.975 | 2.0842 | 0.47638 | 0.526 | 1.6872 | 1.6078 | 0.88329 | 1.7368 | 2.8285 | 4.8829
Ann LF & CF: | 2 | 7.0464 | 5.1211 | 4.5355 | 3.9698 | 1.3894 | 0.78404 | 2.2926 | 1.9254 | 1.5879 | 2.6995 | 4.6844 | 7.9198
0.158 | 3 | 3.7912 | 2.6896 | 2.1834 | 2.0941 | 0.80389 | 0.30766 | 0.93291 | 0.66495 | 0.36721 | 1.0917 | 1.9651 | 3.8706
0.355 | 4 | 1.6475 | 1.3497 | 0.98253 | 0.67487 | 0.20842 | 0.89321 | 0.40691 | 0.20842 | 0.11909 | 0.34736 | 0.92299 | 1.717
ResSpHtHPZ3 | 1 | 3.9268 | 2.6409 | 1.8595 | 2.275 | 0.65282 | 0.35608 | 1.6914 | 1.7409 | 0.69238 | 1.7705 | 2.5124 | 5.2423
Ann LF & CF: | 2 | 7.5767 | 5.4896 | 4.3521 | 3.9169 | 1.6518 | 0.40554 | 1.8694 | 1.9189 | 1.2957 | 3.1949 | 4.8368 | 10.7814
0.158 | 3 | 3.4224 | 2.4332 | 1.8002 | 1.8101 | 0.64293 | 0.098912 | 0.58358 | 0.48467 | 0.43521 | 1.3749 | 2.1761 | 4.4411
0.355 | 4 | 1.3155 | 0.97923 | 0.84075 | 0.57369 | 0.24728 | 0.29674 | 0.16815 | 0.12859 | 0.15826 | 0.37587 | 0.85064 | 1.7112
ResCACZ1 | 1 | 0 | 0 | 0 | 0.087137 | 0.9585 | 3.4855 | 12.3338 | 9.773 | 3.3923 | 0.080768 | 0 | 0
Ann LF & CF: | 2 | 0 | 0 | 0 | 0.15543 | 1.7098 | 6.2173 | 16.7191 | 13.066 | 4.5353 | 0.10798 | 0 | 0
0.17 | 3 | 0 | 0 | 0 | 0.038858 | 0.42744 | 1.5543 | 5.3446 | 3.5055 | 1.2168 | 0.028971 | 0 | 0
0 | 4 | 0 | 0 | 0 | 0.015308 | 0.16839 | 0.61231 | 1.5075 | 9.5605 | 3.3185 | 0.079013 | 0 | 0
ResCACZ2 | 1 | 0 | 0 | 0 | 0.084005 | 0.94984 | 1.7151 | 16.0058 | 11.823 | 2.9537 | 0.079842 | 0 | 0
Ann LF & CF: | 2 | 0 | 0 | 0 | 0.12521 | 1.4158 | 2.5564 | 21.749 | 14.1584 | 5.31 | 0.14354 | 0 | 0
0.17 | 3 | 0 | 0 | 0 | 0.049135 | 0.55557 | 1.0031 | 8.8502 | 4.8898 | 1.2279 | 0.033193 | 0 | 0
0 | 4 | 0 | 0 | 0 | 0.14265 | 1.6129 | 2.9124 | 3.8602 | 1.5326 | 0.39825 | 0.010765 | 0 | 0
ResCACZ3 | 1 | 0 | 0 | 0 | 0.005477 | 0.03873 | 1.7158 | 23.7128 | 18.9184 | 5.1976 | 0.12691 | 0 | 0
Ann LF & CF: | 2 | 0 | 0 | 0 | 0.0062377 | 0.044109 | 1.9541 | 26.2089 | 20.8533 | 5.7292 | 0.13989 | 0 | 0
0.17 | 3 | 0 | 0 | 0 | 0.0015214 | 0.010758 | 0.47661 | 8.1816 | 5.2671 | 1.4471 | 0.035332 | 0 | 0
0 | 4 | 0 | 0 | 0 | 0.0045641 | 0.032275 | 1.4298 | 2.3574 | 1.3974 | 0.38391 | 0.0093739 | 0 | 0
ResCACPNW | 1 | 0 | 0 | 0 | 0.084005 | 0.94984 | 1.7151 | 16.0058 | 11.823 | 2.9537 | 0.079842 | 0 | 0
Ann LF & CF: | 2 | 0 | 0 | 0 | 0.12521 | 1.4158 | 2.5564 | 21.749 | 14.1584 | 5.31 | 0.14354 | 0 | 0
0.17 | 3 | 0 | 0 | 0 | 0.049135 | 0.55557 | 1.0031 | 8.8502 | 4.8898 | 1.2279 | 0.033193 | 0 | 0
0 | 4 | 0 | 0 | 0 | 0.14265 | 1.6129 | 2.9124 | 3.8602 | 1.5326 | 0.39825 | 0.010765 | 0 | 0
ResWACZ1 | 1 | 0 | 0 | 0 | 0.087137 | 0.9585 | 3.4855 | 12.3338 | 9.773 | 3.3923 | 0.080768 | 0 | 0
Ann LF & CF: | 2 | 0 | 0 | 0 | 0.15543 | 1.7098 | 6.2173 | 16.7191 | 13.066 | 4.5353 | 0.10798 | 0 | 0
0.17 | 3 | 0 | 0 | 0 | 0.038858 | 0.42744 | 1.5543 | 5.3446 | 3.5055 | 1.2168 | 0.028971 | 0 | 0
0 | 4 | 0 | 0 | 0 | 0.015308 | 0.16839 | 0.61231 | 1.5075 | 9.5605 | 3.3185 | 0.079013 | 0 | 0
ResWACZ2 | 1 | 0 | 0 | 0 | 0.084005 | 0.94984 | 1.7151 | 16.0058 | 11.823 | 2.9537 | 0.079842 | 0 | 0
Ann LF & CF: | 2 | 0 | 0 | 0 | 0.12521 | 1.4158 | 2.5564 | 21.749 | 14.1584 | 5.31 | 0.14354 | 0 | 0
0.17 | 3 | 0 | 0 | 0 | 0.049135 | 0.55557 | 1.0031 | 8.8502 | 4.8898 | 1.2279 | 0.033193 | 0 | 0
0 | 4 | 0 | 0 | 0 | 0.14265 | 1.6129 | 2.9124 | 3.8602 | 1.5326 | 0.39825 | 0.010765 | 0 | 0
ResWACZ3 | 1 | 0 | 0 | 0 | 0.005477 | 0.03873 | 1.7158 | 23.7128 | 18.9184 | 5.1976 | 0.12691 | 0 | 0
Ann LF & CF: | 2 | 0 | 0 | 0 | 0.0062377 | 0.044109 | 1.9541 | 26.2089 | 20.8533 | 5.7292 | 0.13989 | 0 | 0
0.17 | 3 | 0 | 0 | 0 | 0.0015214 | 0.010758 | 0.47661 | 8.1816 | 5.2671 | 1.4471 | 0.035332 | 0 | 0
0 | 4 | 0 | 0 | 0 | 0.0045641 | 0.032275 | 1.4298 | 2.3574 | 1.3974 | 0.38391 | 0.0093739 | 0 | 0
ResWACPNW | 1 | 0 | 0 | 0 | 0.084005 | 0.94984 | 1.7151 | 16.0058 | 11.823 | 2.9537 | 0.079842 | 0 | 0
Ann LF & CF: | 2 | 0 | 0 | 0 | 0.12521 | 1.4158 | 2.5564 | 21.749 | 14.1584 | 5.31 | 0.14354 | 0 | 0
0.17 | 3 | 0 | 0 | 0 | 0.049135 | 0.55557 | 1.0031 | 8.8502 | 4.8898 | 1.2279 | 0.033193 | 0 | 0
0 | 4 | 0 | 0 | 0 | 0.14265 | 1.6129 | 2.9124 | 3.8602 | 1.5326 | 0.39825 | 0.010765 | 0 | 0
ResDHW | 1 | 3.1011 | 2.6844 | 2.8879 | 2.5293 | 2.4421 | 2.287 | 2.4518 | 2.5972 | 2.3258 | 2.5002 | 2.4906 | 2.8491
Ann LF & CF: | 2 | 4.6129 | 4.4481 | 4.7776 | 4.2931 | 4.0799 | 3.6825 | 3.5565 | 3.4306 | 3.8182 | 3.857 | 4.3512 | 4.7001
0.286 | 3 | 1.0757 | 1.7444 | 1.5505 | 1.7444 | 1.1629 | 0.86249 | 1.1144 | 0.9497 | 0.8431 | 0.88187 | 1.066 | 1.6474
0.317 | 4 | 0.38763 | 0.4264 | 0.38763 | 0.38763 | 0.36825 | 0.34887 | 0.44578 | 0.32949 | 0.39733 | 0.26165 | 0.38763 | 0.47485
ResWASH | 1 | 3.1032 | 3.1718 | 3.0346 | 2.8546 | 2.7432 | 2.7089 | 2.546 | 3.0861 | 2.2288 | 2.9746 | 2.8289 | 3.0947
Ann LF & CF: | 2 | 3.6347 | 3.5147 | 3.7204 | 3.5318 | 4.1148 | 3.0261 | 2.7603 | 3.3433 | 3.249 | 3.2061 | 3.5404 | 3.7547
0.218 | 3 | 0.75438 | 0.71151 | 0.72009 | 0.82296 | 0.79724 | 0.75438 | 0.70294 | 0.5915 | 0.60864 | 0.56578 | 0.72009 | 0.70294
0.03 | 4 | 0.30861 | 0.30861 | 0.30861 | 0.30861 | 0.33433 | 0.3429 | 0.30004 | 0.24003 | 0.30004 | 0.22288 | 0.30861 | 0.3429
ResDRY | 1 | 3.5324 | 3.6105 | 3.4543 | 3.2494 | 3.1226 | 3.0835 | 2.8981 | 3.5129 | 2.5371 | 3.386 | 3.2201 | 3.5226
Ann LF & CF: | 2 | 4.1374 | 4.0008 | 4.235 | 4.0203 | 4.6838 | 3.4446 | 3.1421 | 3.8056 | 3.6983 | 3.6495 | 4.0301 | 4.274
0.235 | 3 | 0.8587 | 0.80991 | 0.81967 | 0.93677 | 0.90749 | 0.8587 | 0.80016 | 0.6733 | 0.69282 | 0.64403 | 0.81967 | 0.80016
0.026 | 4 | 0.35129 | 0.35129 | 0.35129 | 0.35129 | 0.38056 | 0.39032 | 0.34153 | 0.27322 | 0.34153 | 0.25371 | 0.35129 | 0.39032
ResCOOK | 1 | 3.4884 | 3.3681 | 3.4383 | 2.7466 | 2.9972 | 2.7265 | 2.5662 | 2.9671 | 2.8468 | 3.5786 | 3.5084 | 3.338
Ann LF & CF: | 2 | 4.581 | 4.6311 | 4.6812 | 4.1099 | 3.8793 | 3.5385 | 3.6889 | 3.8492 | 4.4407 | 4.17 | 5.002 | 5.1624
0.117 | 3 | 0.72173 | 0.78188 | 0.67161 | 0.64154 | 0.67161 | 0.5413 | 0.7518 | 0.60144 | 0.72173 | 0.61147 | 0.84202 | 0.81195
0.027 | 4 | 0.17041 | 0.22053 | 0.20048 | 0.18043 | 0.16038 | 0.18043 | 0.23055 | 0.13031 | 0.20048 | 0.14034 | 0.2506 | 0.26063
ResFRIG | 1 | 2.2847 | 1.9854 | 2.4244 | 2.4344 | 2.5242 | 2.5641 | 2.7337 | 2.8933 | 2.195 | 2.5541 | 2.1052 | 2.1151
Ann LF & CF: | 2 | 3.1827 | 2.9133 | 3.5419 | 3.482 | 3.472 | 3.7613 | 3.9509 | 3.7314 | 3.6217 | 3.3722 | 3.1727 | 3.3224
0.655 | 3 | 1.5864 | 1.4267 | 1.6263 | 1.756 | 1.7759 | 1.7959 | 2.4943 | 1.9755 | 1.6961 | 1.736 | 1.5764 | 1.5664
0.269 | 4 | 0.62855 | 0.62855 | 0.66846 | 0.71835 | 0.70837 | 0.7383 | 0.90791 | 0.66846 | 0.88796 | 0.59862 | 0.71835 | 0.77821
ResFRZR | 1 | 2.2024 | 2.2315 | 2.2994 | 2.2897 | 2.377 | 2.4935 | 2.8524 | 3.4928 | 2.2218 | 2.6196 | 2.5226 | 2.4255
Ann LF & CF: | 2 | 3.0465 | 2.7651 | 3.095 | 3.1823 | 3.2211 | 3.5607 | 3.9973 | 3.6965 | 3.5122 | 3.4249 | 3.3958 | 3.7838
0.491 | 3 | 1.6591 | 1.4165 | 1.5426 | 1.63 | 1.6882 | 1.7173 | 2.1345 | 2.2315 | 1.7173 | 1.8531 | 1.6203 | 1.5329
0.193 | 4 | 0.65975 | 0.63064 | 0.59183 | 0.66945 | 0.65004 | 0.69855 | 0.95081 | 0.66945 | 0.8926 | 0.64034 | 0.73736 | 0.75677
ResLIGHT | 1 | 2.7341 | 2.3464 | 2.2867 | 1.9586 | 2.2867 | 1.9885 | 2.585 | 2.237 | 1.7697 | 2.2072 | 2.3563 | 2.6844
Ann LF & CF: | 2 | 4.4741 | 4.146 | 4.146 | 3.3207 | 3.2909 | 3.1517 | 3.1219 | 3.2014 | 3.4898 | 3.7582 | 4.1161 | 4.9513
0.4 | 3 | 1.8393 | 1.7797 | 1.6405 | 1.4615 | 1.5013 | 1.4218 | 1.5311 | 1.4914 | 1.4019 | 1.4914 | 1.6703 | 1.9388
0.278 | 4 | 0.70591 | 0.75562 | 0.65619 | 0.61642 | 0.62637 | 0.62637 | 0.72579 | 0.55677 | 0.74568 | 0.53689 | 0.73573 | 0.93458
ResOTHER | 1 | 2.6867 | 2.4862 | 2.5163 | 2.416 | 2.4662 | 2.4361 | 2.3659 | 2.6266 | 2.2256 | 2.6366 | 2.4461 | 2.5464
Ann LF & CF: | 2 | 3.8997 | 3.8396 | 3.7393 | 3.5689 | 3.5789 | 3.7093 | 3.6291 | 3.609 | 3.8095 | 3.599 | 3.8195 | 4.2406
0.452 | 3 | 1.584 | 1.5138 | 1.4035 | 1.4336 | 1.4436 | 1.3734 | 1.4737 | 1.4536 | 1.4336 | 1.4536 | 1.5439 | 1.614
0.197 | 4 | 0.62155 | 0.66165 | 0.55138 | 0.58145 | 0.5614 | 0.5614 | 0.6416 | 0.50125 | 0.7218 | 0.50125 | 0.69173 | 0.78195
IrrgAGR | 1 | 0 | 0 | 0.11708 | 1.2489 | 4.9859 | 5.8347 | 5.8445 | 6.0396 | 2.8003 | 1.6685 | 0.57567 | 0
Ann LF & CF: | 2 | 0 | 0 | 0.87813 | 1.4928 | 5.9518 | 8.4886 | 8.5472 | 7.9618 | 4.0882 | 2.0587 | 0.51712 | 0
0.3 | 3 | 0 | 0 | 0.29271 | 0.71226 | 2.8393 | 4.4687 | 4.82 | 4.5565 | 2.1466 | 1.0733 | 0.14636 | 0
0 | 4 | 0 | 0 | 0.09757 | 0.28295 | 1.1025 | 1.8538 | 2.1661 | 1.5806 | 1.6587 | 0.41955 | 0.68299 | 0
ExCOMM | 1 | 4.25 | 3.57 | 3.61 | 3.53 | 3.14 | 2.86 | 3.03 | 3.28 | 2.76 | 3.54 | 3.39 | 4.37
Ann LF & CF: | 2 | 3.88 | 3.6 | 3.89 | 3.53 | 3.15 | 2.82 | 2.87 | 2.83 | 2.89 | 3.46 | 3.56 | 3.99
0.47693 | 3 | 1.24 | 0.92 | 0.83 | 0.92 | 0.66 | 1.27 | 0.87 | 0.65 | 0.66 | 1.21 | 1.1 | 1.22
0.46383 | 4 | 0.62 | 0.63 | 0.57 | 0.57 | 0.48 | 0.48 | 0.49 | 0.42 | 0.51 | 0.49 | 0.58 | 0.85
NewCOMM | 1 | 3.91 | 3.44 | 3.48 | 3.4 | 2.95 | 2.68 | 2.89 | 3.1 | 2.66 | 3.4 | 3.24 | 3.87
Ann LF & CF: | 2 | 3.75 | 3.68 | 4.06 | 3.64 | 3.26 | 2.86 | 2.94 | 2.9 | 2.96 | 3.63 | 3.64 | 3.75
0.51314 | 3 | 1.25 | 0.95 | 0.89 | 0.98 | 0.73 | 1.44 | 0.95 | 0.7 | 0.68 | 1.39 | 1.16 | 1.18
0.49418 | 4 | 0.68 | 0.7 | 0.65 | 0.66 | 0.53 | 0.58 | 0.58 | 0.5 | 0.58 | 0.57 | 0.63 | 0.95
NewCommLight | 1 | 2.9344 | 3.0978 | 3.7306 | 3.3336 | 3.9954 | 3.6406 | 3.4842 | 3.8506 | 3.5744 | 3.7798 | 3.1695 | 2.272
Ann LF & CF: | 2 | 2.5035 | 2.7121 | 3.058 | 2.8777 | 3.0591 | 3.0365 | 2.9305 | 2.9161 | 3.4579 | 2.9977 | 2.7825 | 2.4412
0.5412 | 3 | 0.99799 | 0.94525 | 0.95345 | 0.92572 | 1.0039 | 0.94148 | 1.0663 | 1.0357 | 0.98109 | 0.98453 | 1.0167 | 0.86108
0.39748 | 4 | 0.36637 | 0.36734 | 0.35746 | 0.38147 | 0.38419 | 0.38815 | 0.46899 | 0.35098 | 0.49807 | 0.33876 | 0.52125 | 0.42506
ExCommLight | 1 | 3.0738 | 3.0307 | 3.5694 | 3.2906 | 3.9178 | 3.6657 | 3.5657 | 3.951 | 3.4549 | 3.7989 | 3.1427 | 2.4793
Ann LF & CF: | 2 | 2.4855 | 2.3996 | 2.9811 | 2.7234 | 3.1452 | 3.1441 | 3.1702 | 2.9959 | 3.3913 | 2.9784 | 2.7739 | 2.4152
0.5412 | 3 | 1.5956 | 1.0487 | 1.071 | 1.0314 | 1.0995 | 1.0849 | 1.2721 | 1.3105 | 1.0484 | 1.1407 | 1.1381 | 1.8584
0.42104 | 4 | 0.34338 | 0.36525 | 0.33557 | 0.37694 | 0.36037 | 0.36687 | 0.43073 | 0.33089 | 0.45891 | 0.33486 | 0.45355 | 0.43557
SmComWX | 1 | 7.3568 | 5.0723 | 4.3268 | 2.992 | 1.7183 | 0.86538 | 0.55896 | 0.66646 | 1.326 | 3.1824 | 5.2238 | 7.9168
Ann LF & CF: | 2 | 6.7163 | 5.1149 | 4.6624 | 2.992 | 1.7238 | 0.85327 | 0.52944 | 0.57503 | 1.3885 | 3.1104 | 5.4858 | 7.2284
0.47693 | 3 | 2.1464 | 1.3071 | 0.99481 | 0.77979 | 0.36117 | 0.38428 | 0.16049 | 0.13207 | 0.3171 | 1.0878 | 1.695 | 2.2102
0.44 | 4 | 1.0732 | 0.89511 | 0.68319 | 0.48313 | 0.26267 | 0.14524 | 0.090393 | 0.08534 | 0.24503 | 0.4405 | 0.89375 | 1.5399
SmComHP | 1 | 10.282 | 4.9474 | 4.4608 | 2.2702 | 1.8645 | 0 | 0 | 0 | 0 | 2.2374 | 4.7469 | 10.5817
Ann LF & CF: | 2 | 9.3869 | 4.989 | 4.8067 | 2.2702 | 1.8704 | 0 | 0 | 0 | 0 | 2.1868 | 4.985 | 9.6616
0.158 | 3 | 2.9999 | 1.275 | 1.0256 | 0.59168 | 0.39189 | 0 | 0 | 0 | 0 | 0.76476 | 1.5403 | 2.9542
0.15 | 4 | 1.5 | 0.87307 | 0.70433 | 0.36658 | 0.28501 | 0 | 0 | 0 | 0 | 0.3097 | 0.81216 | 2.0582
SmComCAC | 1 | 0 | 0 | 0.55564 | 2.2623 | 5.2103 | 7.3821 | 10.291 | 10.0126 | 4.9894 | 1.1148 | 0 | 0
Ann LF & CF: | 2 | 0 | 0 | 0.59874 | 2.2623 | 5.2269 | 7.2789 | 9.7475 | 8.6389 | 5.2244 | 1.0896 | 0 | 0
0.17 | 3 | 0 | 0 | 0.12775 | 0.5896 | 1.0952 | 3.2781 | 2.9548 | 1.9842 | 1.1931 | 0.38104 | 0 | 0
0 | 4 | 0 | 0 | 0.087733 | 0.3653 | 0.79647 | 1.239 | 1.6642 | 1.2821 | 0.92195 | 0.15431 | 0 | 0
SIC20 | 1 | 2.2535 | 2.2833 | 2.4422 | 2.4025 | 2.5514 | 2.8194 | 2.9783 | 3.3555 | 2.7698 | 3.7725 | 2.5613 | 2.2734
Ann LF & CF: | 2 | 2.5702 | 2.8492 | 2.8591 | 2.6798 | 2.8093 | 3.4071 | 3.5963 | 3.7557 | 3.696 | 4.3036 | 3.1381 | 2.9588
0.48354 | 3 | 1.4047 | 1.5242 | 1.4943 | 1.4844 | 1.5641 | 1.7035 | 1.9227 | 2.6898 | 1.8231 | 2.361 | 1.6836 | 1.4943
0.2532 | 4 | 0.46822 | 0.59773 | 0.51803 | 0.48815 | 0.49811 | 0.66746 | 0.8169 | 0.66746 | 0.87667 | 0.76709 | 0.63758 | 0.64754
SIC24 | 1 | 3.2364 | 2.8691 | 3.3158 | 3.0775 | 3.2761 | 2.8492 | 2.5414 | 3.1669 | 2.7996 | 3.3059 | 2.9385 | 2.9584
Ann LF & CF: | 2 | 3.147 | 3.4746 | 3.3158 | 2.9485 | 2.8988 | 2.8889 | 2.5414 | 2.9683 | 3.0974 | 3.1172 | 3.1768 | 3.1967
0.59958 | 3 | 1.8167 | 1.6976 | 1.8267 | 1.6877 | 1.6976 | 1.5785 | 1.4593 | 1.7373 | 1.6579 | 1.8068 | 1.7075 | 1.7175
0.55847 | 4 | 0.52616 | 0.58572 | 0.55594 | 0.53609 | 0.48645 | 0.5063 | 0.48645 | 0.45667 | 0.65522 | 0.46659 | 0.58572 | 0.65522
SIC26 | 1 | 2.4025 | 2.1146 | 2.4322 | 2.2238 | 2.4322 | 2.3429 | 2.3528 | 3.0775 | 2.333 | 2.4124 | 1.9756 | 1.8564
Ann LF & CF: | 2 | 3.3856 | 3.1659 | 3.5254 | 3.2358 | 3.4455 | 3.4755 | 3.4655 | 3.865 | 3.8051 | 3.3257 | 3.1958 | 3.1958
0.53813 | 3 | 1.8776 | 1.6778 | 1.8176 | 1.7377 | 1.8776 | 1.7577 | 1.9075 | 2.2271 | 1.8975 | 1.7977 | 1.6079 | 1.548
0.3345 | 4 | 0.72905 | 0.74903 | 0.71907 | 0.71907 | 0.74903 | 0.72905 | 0.83891 | 0.67912 | 0.98871 | 0.64916 | 0.74903 | 0.75901
DSIAlum | 1 | 2.3528 | 2.4819 | 2.2833 | 2.3131 | 2.472 | 2.4025 | 2.4819 | 2.7698 | 2.2833 | 2.6109 | 2.3131 | 2.333
Ann LF & CF: | 2 | 3.1936 | 2.9541 | 3.2036 | 3.2036 | 3.3333 | 3.4132 | 3.5629 | 3.5729 | 3.6427 | 3.3832 | 3.3932 | 3.6228
0.57104 | 3 | 1.7365 | 1.5469 | 1.6367 | 1.7166 | 1.8164 | 1.7166 | 1.9261 | 1.9561 | 1.8064 | 1.8463 | 1.8064 | 1.8164
0.36883 | 4 | 0.67864 | 0.68862 | 0.63872 | 0.6986 | 0.70858 | 0.70858 | 0.8483 | 0.66866 | 0.93812 | 0.62874 | 0.82834 | 0.90818
FLAT | 1 | 2.5208 | 2.2769 | 2.5208 | 2.4395 | 2.5208 | 2.4395 | 2.5208 | 2.5208 | 2.5208 | 2.5208 | 2.4395 | 2.5208
Ann LF & CF: | 2 | 3.9459 | 3.5751 | 3.8316 | 3.708 | 3.9459 | 3.708 | 3.9459 | 3.8316 | 3.9459 | 3.8316 | 3.8223 | 3.9459
1 | 3 | 1.3754 | 1.229 | 1.5125 | 1.4637 | 1.3754 | 1.4637 | 1.3754 | 1.5125 | 1.3754 | 1.5125 | 1.3266 | 1.3754
0.64 | 4 | 0.62784 | 0.56929 | 0.605 | 0.58548 | 0.62784 | 0.58548 | 0.62784 | 0.605 | 0.62784 | 0.605 | 0.60833 | 0.62784
SysLOAD | 1 | 3.91 | 3.44 | 3.48 | 3.4 | 2.95 | 2.68 | 2.89 | 3.1 | 2.66 | 3.4 | 3.24 | 3.87
Ann LF & CF: | 2 | 3.75 | 3.68 | 4.06 | 3.64 | 3.26 | 2.86 | 2.94 | 2.9 | 2.96 | 3.63 | 3.64 | 3.75
0.51314 | 3 | 1.25 | 0.95 | 0.89 | 0.98 | 0.73 | 1.44 | 0.95 | 0.7 | 0.68 | 1.39 | 1.16 | 1.18
0.49418 | 4 | 0.68 | 0.7 | 0.65 | 0.66 | 0.53 | 0.58 | 0.58 | 0.5 | 0.58 | 0.57 | 0.63 | 0.95
VendContrl | 1 | 0 | 0 | 0 | 0 | 0 | 0 | 0 | 0 | 0 | 0 | 0 | 0
Ann LF & CF: | 2 | 4.5761 | 4.1443 | 4.4618 | 4.3179 | 4.5761 | 4.3179 | 4.5761 | 4.4618 | 4.5761 | 4.4618 | 4.4321 | 4.5761
0.17 | 3 | 2.6358 | 2.3675 | 2.7729 | 2.6835 | 2.6358 | 2.6835 | 2.6358 | 2.7729 | 2.6358 | 2.7729 | 2.5464 | 2.6358
0 | 4 | 1.258 | 1.1385 | 1.2352 | 1.1954 | 1.258 | 1.1954 | 1.258 | 1.2352 | 1.258 | 1.2352 | 1.2182 | 1.258
CSPVCW1 | 1 | 2.3921 | 3.6702 | 5.875 | 6.4601 | 7.6541 | 7.5039 | 8.2505 | 7.5371 | 7.1384 | 4.6422 | 2.6772 | 1.9632
Ann LF & CF: | 2 | 0.97124 | 1.5495 | 2.7247 | 3.3994 | 4.4458 | 4.5177 | 4.8328 | 4.0792 | 3.586 | 2.1778 | 1.1507 | 0.80115
15.348 | 3 | 0 | 0 | 0 | 0 | 0 | 0 | 0 | 0 | 0 | 0 | 0 | 0
0.009 | 4 | 0 | 0 | 0 | 0 | 0 | 0 | 0 | 0 | 0 | 0 | 0 | 0
CSPVCW2 | 1 | 3.1726 | 3.6669 | 5.7951 | 6.1192 | 7.1256 | 6.7485 | 7.9265 | 7.7245 | 6.9297 | 5.6027 | 2.838 | 2.3096
Ann LF & CF: | 2 | 1.2882 | 1.5481 | 2.6876 | 3.22 | 4.1388 | 4.0628 | 4.643 | 4.1806 | 3.4812 | 2.6284 | 1.2198 | 0.9425
16.743 | 3 | 0 | 0 | 0 | 0 | 0 | 0 | 0 | 0 | 0 | 0 | 0 | 0
0.009 | 4 | 0 | 0 | 0 | 0 | 0 | 0 | 0 | 0 | 0 | 0 | 0 | 0
CSPVCW3 | 1 | 3.4428 | 4.155 | 6.0605 | 6.1803 | 6.6013 | 6.3844 | 7.3522 | 7.3873 | 6.6931 | 5.7995 | 3.212 | 2.8907
Ann LF & CF: | 2 | 1.3978 | 1.7542 | 2.8107 | 3.2522 | 3.8343 | 3.8436 | 4.3066 | 3.9981 | 3.3623 | 2.7207 | 1.3805 | 1.1796
19.533 | 3 | 0 | 0 | 0 | 0 | 0 | 0 | 0 | 0 | 0 | 0 | 0 | 0
0.009 | 4 | 0 | 0 | 0 | 0 | 0 | 0 | 0 | 0 | 0 | 0 | 0 | 0
CSPVCW4 | 1 | 3.7621 | 4.5187 | 5.8559 | 6.1012 | 6.3505 | 6.2134 | 6.7644 | 7.0372 | 6.6619 | 6.0983 | 4.0352 | 2.91
Ann LF & CF: | 2 | 1.5275 | 1.9077 | 2.7158 | 3.2105 | 3.6886 | 3.7407 | 3.9623 | 3.8086 | 3.3466 | 2.8609 | 1.7344 | 1.1875
21.563 | 3 | 0 | 0 | 0 | 0 | 0 | 0 | 0 | 0 | 0 | 0 | 0 | 0
0.009 | 4 | 0 | 0 | 0 | 0 | 0 | 0 | 0 | 0 | 0 | 0 | 0 | 0
CSPVCW5 | 1 | 4.3732 | 4.6088 | 5.8603 | 6.0177 | 6.0054 | 5.9556 | 6.3222 | 6.6716 | 6.6334 | 5.9157 | 4.1694 | 3.9583
Ann LF & CF: | 2 | 1.7756 | 1.9458 | 2.7178 | 3.1666 | 3.4882 | 3.5855 | 3.7033 | 3.6108 | 3.3323 | 2.7752 | 1.7921 | 1.6153
22.451 | 3 | 0 | 0 | 0 | 0 | 0 | 0 | 0 | 0 | 0 | 0 | 0 | 0
0.009 | 4 | 0 | 0 | 0 | 0 | 0 | 0 | 0 | 0 | 0 | 0 | 0 | 0
CSPVCS1 | 1 | 2.3921 | 3.6702 | 5.875 | 6.4601 | 7.6541 | 7.5039 | 8.2505 | 7.5371 | 7.1384 | 4.6422 | 2.6772 | 1.9632
Ann LF & CF: | 2 | 0.97124 | 1.5495 | 2.7247 | 3.3994 | 4.4458 | 4.5177 | 4.8328 | 4.0792 | 3.586 | 2.1778 | 1.1507 | 0.80115
0.315 | 3 | 0 | 0 | 0 | 0 | 0 | 0 | 0 | 0 | 0 | 0 | 0 | 0
0.009 | 4 | 0 | 0 | 0 | 0 | 0 | 0 | 0 | 0 | 0 | 0 | 0 | 0
CSPVCS2 | 1 | 3.1726 | 3.6669 | 5.7951 | 6.1192 | 7.1256 | 6.7485 | 7.9265 | 7.7245 | 6.9297 | 5.6027 | 2.838 | 2.3096
Ann LF & CF: | 2 | 1.2882 | 1.5481 | 2.6876 | 3.22 | 4.1388 | 4.0628 | 4.643 | 4.1806 | 3.4812 | 2.6284 | 1.2198 | 0.9425
0.344 | 3 | 0 | 0 | 0 | 0 | 0 | 0 | 0 | 0 | 0 | 0 | 0 | 0
0.009 | 4 | 0 | 0 | 0 | 0 | 0 | 0 | 0 | 0 | 0 | 0 | 0 | 0
CSPVCS3 | 1 | 3.4428 | 4.155 | 6.0605 | 6.1803 | 6.6013 | 6.3844 | 7.3522 | 7.3873 | 6.6931 | 5.7995 | 3.212 | 2.8907
Ann LF & CF: | 2 | 1.3978 | 1.7542 | 2.8107 | 3.2522 | 3.8343 | 3.8436 | 4.3066 | 3.9981 | 3.3623 | 2.7207 | 1.3805 | 1.1796
0.401 | 3 | 0 | 0 | 0 | 0 | 0 | 0 | 0 | 0 | 0 | 0 | 0 | 0
0.009 | 4 | 0 | 0 | 0 | 0 | 0 | 0 | 0 | 0 | 0 | 0 | 0 | 0
CSPVCS4 | 1 | 3.7621 | 4.5187 | 5.8559 | 6.1012 | 6.3505 | 6.2134 | 6.7644 | 7.0372 | 6.6619 | 6.0983 | 4.0352 | 2.91
Ann LF & CF: | 2 | 1.5275 | 1.9077 | 2.7158 | 3.2105 | 3.6886 | 3.7407 | 3.9623 | 3.8086 | 3.3466 | 2.8609 | 1.7344 | 1.1875
0.443 | 3 | 0 | 0 | 0 | 0 | 0 | 0 | 0 | 0 | 0 | 0 | 0 | 0
0.009 | 4 | 0 | 0 | 0 | 0 | 0 | 0 | 0 | 0 | 0 | 0 | 0 | 0
CSPVCS5 | 1 | 4.3732 | 4.6088 | 5.8603 | 6.0177 | 6.0054 | 5.9556 | 6.3222 | 6.6716 | 6.6334 | 5.9157 | 4.1694 | 3.9583
Ann LF & CF: | 2 | 1.7756 | 1.9458 | 2.7178 | 3.1666 | 3.4882 | 3.5855 | 3.7033 | 3.6108 | 3.3323 | 2.7752 | 1.7921 | 1.6153
0.461 | 3 | 0 | 0 | 0 | 0 | 0 | 0 | 0 | 0 | 0 | 0 | 0 | 0
0.009 | 4 | 0 | 0 | 0 | 0 | 0 | 0 | 0 | 0 | 0 | 0 | 0 | 0
SolarDHWZ1W | 1 | 2.9004 | 3.9376 | 6.5143 | 6.7853 | 8.5151 | 8.7255 | 9.3342 | 9.1037 | 7.6156 | 4.6909 | 2.733 | 2.2265
Ann LF & CF: | 2 | 1.4751 | 1.9722 | 1.9152 | 2.4039 | 3.5942 | 3.0194 | 3.8718 | 1.7922 | 3.2166 | 2.6642 | 1.7049 | 1.6551
10.43 | 3 | 0 | 0 | -0.068002 | -0.040527 | -0.026935 | -0.072464 | -0.33359 | -0.36889 | -0.206 | 0.0097719 | 0 | 0
0.51 | 4 | 0 | 0 | 0 | -0.022535 | -0.04329 | -0.072135 | -0.063372 | -0.13925 | -0.18955 | 0 | 0 | 0
SolarDHWZ2W | 1 | 2.8151 | 3.9446 | 6.5524 | 6.813 | 8.5564 | 8.798 | 9.337 | 9.0415 | 7.6157 | 4.6382 | 2.6946 | 2.1672
Ann LF & CF: | 2 | 1.446 | 1.9698 | 1.8818 | 2.3985 | 3.6658 | 3.047 | 3.8837 | 1.8017 | 3.2467 | 2.6183 | 1.7088 | 1.636
8.44 | 3 | 0 | 0 | -0.071086 | -0.040438 | -0.018448 | -0.064072 | -0.31662 | -0.35278 | -0.2085 | 0.0099537 | 0 | 0
0.57 | 4 | 0 | 0 | 0 | -0.021353 | -0.042482 | -0.067533 | -0.051628 | -0.1393 | -0.19269 | 0 | 0 | 0
SolarDHWZ3W | 1 | 2.8151 | 3.9446 | 6.5524 | 6.813 | 8.5564 | 8.798 | 9.337 | 9.0415 | 7.6157 | 4.6382 | 2.6946 | 2.1672
Ann LF & CF: | 2 | 1.446 | 1.9698 | 1.8818 | 2.3985 | 3.6658 | 3.047 | 3.8837 | 1.8017 | 3.2467 | 2.6183 | 1.7088 | 1.636
5.08 | 3 | 0 | 0 | -0.071086 | -0.040438 | -0.018448 | -0.064072 | -0.31662 | -0.35278 | -0.2085 | 0.0099537 | 0 | 0
0.45 | 4 | 0 | 0 | 0 | -0.021353 | -0.042482 | -0.067533 | -0.051628 | -0.1393 | -0.19269 | 0 | 0 | 0
SolarDHWZ4W | 1 | 3.6655 | 4.1826 | 6.5114 | 7.325 | 7.773 | 8.2284 | 8.6534 | 9.5831 | 7.9434 | 6.1172 | 3.885 | 3.1646
Ann LF & CF: | 2 | 0.99657 | 2.2455 | 2.3702 | 2.0699 | 2.2437 | 2.379 | 4.201 | 2.1001 | 2.6578 | 3.5329 | 1.7825 | 0.92973
4.35 | 3 | 0 | 0 | 0 | -0.093897 | -0.32455 | -0.25681 | -0.56007 | -0.72679 | -0.39392 | -0.037279 | 0.0016867 | 0
0.3 | 4 | 0 | 0 | 0 | -0.07494 | -0.15276 | -0.12569 | -0.28209 | -0.19551 | -0.20191 | -0.0043928 | 0 | 0
SolarDHWZ5W | 1 | 2.8151 | 3.9446 | 6.5524 | 6.813 | 8.5564 | 8.798 | 9.337 | 9.0415 | 7.6157 | 4.6382 | 2.6946 | 2.1672
Ann LF & CF: | 2 | 1.446 | 1.9698 | 1.8818 | 2.3985 | 3.6658 | 3.047 | 3.8837 | 1.8017 | 3.2467 | 2.6183 | 1.7088 | 1.636
3.35 | 3 | 0 | 0 | -0.071086 | -0.040438 | -0.018448 | -0.064072 | -0.31662 | -0.35278 | -0.2085 | 0.0099537 | 0 | 0
0.24 | 4 | 0 | 0 | 0 | -0.021353 | -0.042482 | -0.067533 | -0.051628 | -0.1393 | -0.19269 | 0 | 0 | 0
SolarDHWZ1S | 1 | 2.9004 | 3.9376 | 6.5143 | 6.7853 | 8.5151 | 8.7255 | 9.3342 | 9.1037 | 7.6156 | 4.6909 | 2.733 | 2.2265
Ann LF & CF: | 2 | 1.4751 | 1.9722 | 1.9152 | 2.4039 | 3.5942 | 3.0194 | 3.8718 | 1.7922 | 3.2166 | 2.6642 | 1.7049 | 1.6551
2.47 | 3 | 0 | 0 | -0.068002 | -0.040527 | -0.026935 | -0.072464 | -0.33359 | -0.36889 | -0.206 | 0.0097719 | 0 | 0
0.33 | 4 | 0 | 0 | 0 | -0.022535 | -0.04329 | -0.072135 | -0.063372 | -0.13925 | -0.18955 | 0 | 0 | 0
SolarDHWZ2S | 1 | 2.8151 | 3.9446 | 6.5524 | 6.813 | 8.5564 | 8.798 | 9.337 | 9.0415 | 7.6157 | 4.6382 | 2.6946 | 2.1672
Ann LF & CF: | 2 | 1.446 | 1.9698 | 1.8818 | 2.3985 | 3.6658 | 3.047 | 3.8837 | 1.8017 | 3.2467 | 2.6183 | 1.7088 | 1.636
2.57 | 3 | 0 | 0 | -0.071086 | -0.040438 | -0.018448 | -0.064072 | -0.31662 | -0.35278 | -0.2085 | 0.0099537 | 0 | 0
0.36 | 4 | 0 | 0 | 0 | -0.021353 | -0.042482 | -0.067533 | -0.051628 | -0.1393 | -0.19269 | 0 | 0 | 0
SolarDHWZ3S | 1 | 2.8151 | 3.9446 | 6.5524 | 6.813 | 8.5564 | 8.798 | 9.337 | 9.0415 | 7.6157 | 4.6382 | 2.6946 | 2.1672
Ann LF & CF: | 2 | 1.446 | 1.9698 | 1.8818 | 2.3985 | 3.6658 | 3.047 | 3.8837 | 1.8017 | 3.2467 | 2.6183 | 1.7088 | 1.636
1.8 | 3 | 0 | 0 | -0.071086 | -0.040438 | -0.018448 | -0.064072 | -0.31662 | -0.35278 | -0.2085 | 0.0099537 | 0 | 0
0.26 | 4 | 0 | 0 | 0 | -0.021353 | -0.042482 | -0.067533 | -0.051628 | -0.1393 | -0.19269 | 0 | 0 | 0
SolarDHWZ4S | 1 | 3.6655 | 4.1826 | 6.5114 | 7.325 | 7.773 | 8.2284 | 8.6534 | 9.5831 | 7.9434 | 6.1172 | 3.885 | 3.1646
Ann LF & CF: | 2 | 0.99657 | 2.2455 | 2.3702 | 2.0699 | 2.2437 | 2.379 | 4.201 | 2.1001 | 2.6578 | 3.5329 | 1.7825 | 0.92973
2.44 | 3 | 0 | 0 | 0 | -0.093897 | -0.32455 | -0.25681 | -0.56007 | -0.72679 | -0.39392 | -0.037279 | 0.0016867 | 0
0.41 | 4 | 0 | 0 | 0 | -0.07494 | -0.15276 | -0.12569 | -0.28209 | -0.19551 | -0.20191 | -0.0043928 | 0 | 0
SolarDHWZ5S | 1 | 2.8151 | 3.9446 | 6.5524 | 6.813 | 8.5564 | 8.798 | 9.337 | 9.0415 | 7.6157 | 4.6382 | 2.6946 | 2.1672
Ann LF & CF: | 2 | 1.446 | 1.9698 | 1.8818 | 2.3985 | 3.6658 | 3.047 | 3.8837 | 1.8017 | 3.2467 | 2.6183 | 1.7088 | 1.636
2.56 | 3 | 0 | 0 | -0.071086 | -0.040438 | -0.018448 | -0.064072 | -0.31662 | -0.35278 | -0.2085 | 0.0099537 | 0 | 0
0.43 | 4 | 0 | 0 | 0 | -0.021353 | -0.042482 | -0.067533 | -0.051628 | -0.1393 | -0.19269 | 0 | 0 | 0
OTECDis | 1 | 2.9911 | 2.696 | 2.8139 | 2.0932 | 2.572 | 2.8286 | 2.8745 | 3.322 | 2.2772 | 2.2808 | 2.6354 | 2.7152
Ann LF & CF: | 2 | 4.5649 | 3.7045 | 3.6947 | 3.3984 | 3.4973 | 3.583 | 4.3226 | 4.0689 | 3.493 | 3.6164 | 4.0258 | 4.5999
0.59198 | 3 | 1.4627 | 1.2612 | 1.2619 | 0.984 | 1.1378 | 1.1991 | 1.2743 | 1.3931 | 1.003 | 1.0284 | 1.3776 | 1.3326
0.38 | 4 | 0.772 | 0.47559 | 0.39998 | 0.49205 | 0.46948 | 0.45163 | 0.69973 | 0.48918 | 0.52404 | 0.5219 | 0.6104 | 0.70946
DairyDHW | 1 | 2.7389 | 2.7439 | 2.6419 | 2.5547 | 2.4299 | 2.2729 | 2.1269 | 2.0845 | 2.1853 | 2.2541 | 2.4294 | 2.6238
Ann LF & CF: | 2 | 4.4536 | 4.4616 | 4.2959 | 4.154 | 3.9511 | 3.6959 | 3.4584 | 3.3894 | 3.5533 | 3.6653 | 3.9504 | 4.2663
0.54047 | 3 | 1.8289 | 1.8322 | 1.7641 | 1.7059 | 1.6225 | 1.5177 | 1.4202 | 1.3919 | 1.4592 | 1.5052 | 1.6223 | 1.752
0.33 | 4 | 0.39517 | 0.39589 | 0.38118 | 0.36859 | 0.35058 | 0.32794 | 0.30687 | 0.30075 | 0.31529 | 0.32523 | 0.35052 | 0.37856
DairyVFD | 1 | 2.4346 | 2.3483 | 2.7074 | 2.4478 | 2.5756 | 2.5919 | 2.3376 | 2.7117 | 2.5717 | 2.442 | 2.6058 | 2.5728
Ann LF & CF: | 2 | 4.2624 | 3.8393 | 4.1177 | 4.1582 | 4.2427 | 4.0453 | 4.3588 | 4.1326 | 4.034 | 4.3674 | 4.0279 | 4.142
0.66417 | 3 | 1.199 | 1.0856 | 1.2502 | 1.0946 | 1.1918 | 1.2126 | 1.1063 | 1.225 | 1.1979 | 1.1532 | 1.1564 | 1.2702
0.37025 | 4 | 0.56259 | 0.41516 | 0.42892 | 0.51702 | 0.46463 | 0.40117 | 0.66488 | 0.42684 | 0.39917 | 0.54474 | 0.44177 | 0.51469
StreetLight | 1 | 1.8924 | 1.282 | 0.94622 | 0.91569 | 0.47311 | 0 | 0.47311 | 0.47311 | 0.91569 | 1.4193 | 1.8314 | 1.8924
Ann LF & CF: | 2 | 4.8389 | 4.2801 | 4.0838 | 3.4152 | 2.8741 | 2.6844 | 2.8741 | 3.4288 | 3.4152 | 4.1023 | 4.6828 | 4.8389
0.61724 | 3 | 2.9496 | 2.6642 | 2.9311 | 2.8187 | 2.8941 | 2.8008 | 2.8941 | 2.9126 | 2.8366 | 2.9496 | 2.8545 | 2.9496
0.24 | 4 | 0.63797 | 0.57623 | 0.63797 | 0.61739 | 0.63797 | 0.61739 | 0.63797 | 0.63797 | 0.61739 | 0.63797 | 0.61739 | 0.63797
NewLgOffElecHt | 1 | 2.3356 | 2.0885 | 2.8925 | 2.351 | 4.4169 | 4.6001 | 5.6375 | 6.2217 | 4.0872 | 3.278 | 2.3644 | 1.9499
Ann LF & CF: | 2 | 0.76228 | 1.3303 | 1.1758 | 1.4848 | 1.8986 | 2.1737 | 2.4924 | 2.5816 | 2.1457 | 1.6628 | 1.2039 | 0.65951
0.50326 | 3 | 0.38031 | 0.41929 | 0.50825 | 0.54767 | 0.4177 | 0.64407 | 0.69362 | 0.69362 | 0.56524 | 0.60499 | 0.52424 | 0.0037183
0.18893 | 4 | 0.044889 | 0.1119 | 0.14535 | 0.20256 | 0.19861 | 0.26754 | 0.30717 | 0.23781 | 0.29748 | 0.17475 | 0.17721 | 0.037334
NewLgOffHtPmpHt | 1 | 5.3508 | 4.6175 | 5.331 | 4.8157 | 5.7471 | 4.8058 | 4.8058 | 5.2616 | 4.3599 | 5.0832 | 4.677 | 4.8652
Ann LF & CF: | 2 | 2.2295 | 2.4772 | 2.3088 | 2.3979 | 2.4475 | 2.4871 | 2.4078 | 2.4871 | 2.4475 | 2.4673 | 2.2592 | 2.2989
0.50326 | 3 | 0.70353 | 0.62426 | 0.6738 | 0.6738 | 0.69362 | 0.64407 | 0.69362 | 0.69362 | 0.64407 | 0.70353 | 0.71344 | 0.6738
0.46855 | 4 | 0.27745 | 0.27745 | 0.26754 | 0.27745 | 0.27745 | 0.26754 | 0.30717 | 0.23781 | 0.3369 | 0.23781 | 0.32699 | 0.3369
NewLgOffGasHt | 1 | 6.1422 | 5.1523 | 5.749 | 5.2532 | 5.9678 | 4.9186 | 4.8379 | 5.2927 | 4.5349 | 5.4187 | 5.1437 | 5.8599
Ann LF & CF: | 2 | 2.8595 | 2.9507 | 2.688 | 2.7207 | 2.6147 | 2.6048 | 2.4759 | 2.5581 | 2.5593 | 2.7288 | 2.6967 | 3.1127
0.50326 | 3 | 0.87757 | 0.73801 | 0.75936 | 0.7477 | 0.71112 | 0.67324 | 0.69362 | 0.69362 | 0.70241 | 0.75603 | 0.83011 | 0.90618
0.50326 | 4 | 0.38537 | 0.36204 | 0.32977 | 0.31828 | 0.35523 | 0.26754 | 0.30717 | 0.23781 | 0.35635 | 0.26795 | 0.40186 | 0.4808
NewSmOffElecHt | 1 | -1.6902 | -0.88021 | 0.21579 | -0.045302 | 2.3524 | 3.1393 | 3.9209 | 4.3547 | 2.9924 | 1.3095 | 0.24946 | -3.5003
Ann LF & CF: | 2 | 0.30046 | 0.66704 | 0.60027 | 0.36111 | 1.0624 | 2.1028 | 2.2116 | 2.9025 | 2.097 | 1.0868 | 1.0613 | -0.16848
0.50326 | 3 | 1.8742 | 1.6989 | 1.9155 | 1.8651 | 1.8736 | 1.8059 | 1.9372 | 1.9976 | 1.8683 | 1.6603 | 1.9129 | 1.5966
-0.19533 | 4 | 0.6223 | 0.68318 | 0.70315 | 0.75927 | 0.77449 | 0.79477 | 0.92826 | 0.71668 | 1.0008 | 0.36708 | 0.86558 | 0.76719
NewSmOffHtPmpHt | 1 | 2.8945 | 2.4132 | 2.5358 | 2.5242 | 2.6606 | 2.6273 | 2.6416 | 2.8976 | 2.61 | 2.8461 | 2.9046 | 2.4352
Ann LF & CF: | 2 | 2.9681 | 2.8215 | 2.5618 | 2.1244 | 1.9088 | 2.2784 | 1.9005 | 2.7158 | 2.2944 | 2.3622 | 2.8926 | 2.8163
0.50326 | 3 | 2.0158 | 1.7239 | 1.8291 | 1.7874 | 1.7979 | 1.7033 | 1.7722 | 1.8509 | 1.6964 | 1.8998 | 1.9045 | 1.7745
0.49078 | 4 | 0.75221 | 0.76992 | 0.75568 | 0.78014 | 0.77401 | 0.7581 | 0.88609 | 0.68918 | 0.95501 | 0.62786 | 0.92677 | 0.92057
NewSmOffGasHt | 1 | 3.8437 | 3.0075 | 2.8014 | 2.961 | 2.3692 | 2.1428 | 2.1233 | 2.3278 | 2.2212 | 2.9136 | 3.0585 | 3.8467
Ann LF & CF: | 2 | 4.196 | 3.5951 | 4.1151 | 2.875 | 2.2719 | 2.1901 | 2.2536 | 2.1794 | 2.6104 | 3.0239 | 3.7723 | 4.2638
0.50326 | 3 | 2.3209 | 2.4745 | 2.1437 | 2.0653 | 2.0741 | 1.9289 | 2.5329 | 2.1042 | 1.9382 | 2.1766 | 2.2165 | 2.3108
0.45367 | 4 | 0.95427 | 0.93013 | 0.89348 | 0.90646 | 0.91482 | 0.86702 | 1.2664 | 0.77935 | 1.0911 | 0.86291 | 1.6812 | 1.1612
NewRestElecHt | 1 | -3.2934 | -1.5926 | -0.16399 | -0.48896 | 1.137 | 1.4696 | 1.5721 | 1.7238 | 1.4397 | 0.4639 | -1.0007 | -5.3464
Ann LF & CF: | 2 | -1.0337 | 0.11458 | 1.859 | 2.1288 | 2.925 | 3.2562 | 3.3078 | 3.4175 | 3.8664 | 2.6078 | 0.97529 | -2.8864
0.67392 | 3 | 0.69047 | 1.2447 | 1.2953 | 1.1518 | 2.3847 | 1.705 | 2.3777 | 2.4712 | 2.2941 | 1.7334 | 1.3335 | 0.036244
-0.57405 | 4 | 0.2469 | 0.45785 | 0.55531 | 0.66103 | 0.54133 | 0.79839 | 0.94027 | 0.72068 | 1.2808 | 0.61459 | 0.89815 | 0.21113
NewRestHtPmpHt | 1 | 0.011611 | 0.41789 | 1.0293 | 0.91267 | 1.3681 | 1.421 | 1.4471 | 1.584 | 1.4154 | 1.3114 | 0.6544 | -0.76481
Ann LF & CF: | 2 | 2.2703 | 2.3974 | 3.2975 | 3.2913 | 3.1375 | 3.2383 | 3.2179 | 3.305 | 3.8506 | 3.5626 | 2.8058 | 1.6872
0.67392 | 3 | 1.7233 | 1.9184 | 1.8613 | 1.7546 | 2.4184 | 1.8018 | 2.3467 | 2.4445 | 2.3885 | 1.9772 | 1.8804 | 1.4644
0.002032 | 4 | 0.67879 | 0.74788 | 0.75963 | 0.7672 | 0.72799 | 0.79202 | 0.92891 | 0.7138 | 1.2711 | 0.68623 | 1.1479 | 0.8057
NewRestGasHt | 1 | 1.7686 | 1.4868 | 1.6768 | 1.666 | 1.5289 | 1.4495 | 1.4471 | 1.584 | 1.45 | 1.7899 | 1.54 | 1.6682
Ann LF & CF: | 2 | 4.0274 | 3.6108 | 4.0732 | 3.9245 | 3.2881 | 3.279 | 3.2382 | 3.305 | 3.8954 | 4.0919 | 3.7871 | 4.112
0.67392 | 3 | 2.2751 | 2.2788 | 2.1667 | 2.0804 | 2.4469 | 1.8629 | 2.3467 | 2.4445 | 2.4496 | 2.1136 | 2.1756 | 2.2238
0.28986 | 4 | 0.90885 | 0.90261 | 0.86957 | 0.82624 | 0.82978 | 0.79202 | 0.92891 | 0.7138 | 1.2711 | 0.72695 | 1.2823 | 1.1213
NewLgRetElecHt | 1 | 3.514 | 3.4926 | 3.5365 | 3.5066 | 3.7205 | 3.6262 | 3.8272 | 4.2418 | 3.2767 | 3.847 | 3.2157 | 3.1923
Ann LF & CF: | 2 | 3.549 | 3.3123 | 3.6978 | 3.3754 | 3.5521 | 3.6613 | 3.8748 | 3.7236 | 3.8162 | 3.3879 | 3.542 | 3.7666
0.53352 | 3 | 1.2006 | 0.91078 | 0.97345 | 0.95901 | 1.0142 | 0.93186 | 1.0301 | 1.0285 | 0.95164 | 0.99121 | 1.0065 | 0.99381
0.44198 | 4 | 0.3873 | 0.3873 | 0.386 | 0.37358 | 0.37965 | 0.36853 | 0.43409 | 0.33863 | 0.47365 | 0.33315 | 0.43192 | 0.45835
NewLgRetHtPmpHt | 1 | 3.9391 | 3.5927 | 3.5503 | 3.5254 | 3.6926 | 3.5173 | 3.4974 | 3.8462 | 3.1786 | 3.8816 | 3.3043 | 3.9983
Ann LF & CF: | 2 | 3.9237 | 3.4351 | 3.7122 | 3.3566 | 3.4306 | 3.4476 | 3.4775 | 3.328 | 3.5971 | 3.3168 | 3.6085 | 4.287
0.53352 | 3 | 1.2409 | 0.92423 | 0.97643 | 0.95038 | 0.98645 | 0.90674 | 0.98645 | 0.97648 | 0.9167 | 0.99106 | 1.0119 | 1.033
0.49022 | 4 | 0.38447 | 0.37864 | 0.36867 | 0.36867 | 0.36867 | 0.35871 | 0.41849 | 0.32882 | 0.45835 | 0.32882 | 0.42846 | 0.46418
NewLgRetGasHt | 1 | 3.9391 | 3.5927 | 3.5503 | 3.5254 | 3.6926 | 3.5173 | 3.4974 | 3.8462 | 3.1786 | 3.8816 | 3.3043 | 3.9983
Ann LF & CF: | 2 | 3.9237 | 3.4351 | 3.7122 | 3.3566 | 3.4306 | 3.4476 | 3.4775 | 3.328 | 3.5971 | 3.3168 | 3.6085 | 4.287
0.53352 | 3 | 1.2409 | 0.92423 | 0.97643 | 0.95038 | 0.98645 | 0.90674 | 0.98645 | 0.97648 | 0.9167 | 0.99106 | 1.0119 | 1.033
0.49022 | 4 | 0.38447 | 0.37864 | 0.36867 | 0.36867 | 0.36867 | 0.35871 | 0.41849 | 0.32882 | 0.45835 | 0.32882 | 0.42846 | 0.46418
NewSmRetElecHt | 1 | 1.5821 | 0.80881 | 2.1762 | 2.2808 | 3.9736 | 4.1811 | 4.6414 | 5.1285 | 3.8503 | 3.2459 | 1.7542 | 1.2392
Ann LF & CF: | 2 | 2.318 | 1.9003 | 2.9499 | 3.1712 | 2.5578 | 2.7151 | 2.9846 | 2.8511 | 3.3093 | 2.8203 | 2.6531 | 1.8086
0.53352 | 3 | 0.85379 | 0.77289 | 0.8411 | 0.65117 | 0.81003 | 0.76879 | 0.81618 | 0.83558 | 0.80801 | 0.70746 | 0.88101 | 0.79951
0.16459 | 4 | 0.23807 | 0.31718 | 0.3434 | 0.33286 | 0.33329 | 0.32207 | 0.37208 | 0.32243 | 0.41392 | 0.29276 | 0.36608 | 0.24828
NewSmRetHtPmpHt | 1 | 3.4769 | 2.9054 | 3.387 | 3.8309 | 4.0163 | 3.8866 | 3.8866 | 4.2633 | 3.6183 | 3.9871 | 3.1554 | 3.1187
Ann LF & CF: | 2 | 3.2952 | 2.984 | 3.4855 | 3.5908 | 2.488 | 2.5183 | 2.5283 | 2.4589 | 3.1753 | 3.0546 | 3.3426 | 3.2548
0.53352 | 3 | 0.87878 | 0.79323 | 0.84837 | 0.81551 | 0.80683 | 0.75352 | 0.80309 | 0.82292 | 0.79318 | 0.84649 | 0.89485 | 0.84597
0.43511 | 4 | 0.3303 | 0.31238 | 0.31482 | 0.32719 | 0.32719 | 0.31727 | 0.36685 | 0.28753 | 0.4065 | 0.28753 | 0.38178 | 0.39723
NewSmRetGasHt | 1 | 5.0964 | 4.3377 | 4.381 | 5.0315 | 4.1712 | 3.8866 | 3.8866 | 4.2633 | 3.642 | 4.6334 | 4.3142 | 4.6963
Ann LF & CF: | 2 | 4.2502 | 3.8357 | 3.9435 | 3.9901 | 2.5341 | 2.5183 | 2.5283 | 2.4589 | 3.2591 | 3.2989 | 3.9443 | 4.5922
0.53352 | 3 | 0.95417 | 0.8379 | 0.88047 | 0.83226 | 0.82079 | 0.75352 | 0.80309 | 0.82292 | 0.79318 | 0.86045 | 0.93394 | 0.95067
0.53352 | 4 | 0.34566 | 0.36822 | 0.34275 | 0.32719 | 0.32719 | 0.31727 | 0.36685 | 0.28753 | 0.4065 | 0.28753 | 0.43762 | 0.41817
NewGrocElecHt | 1 | 1.9732 | 1.7671 | 2.0304 | 2.0435 | 2.4223 | 2.6797 | 3.2891 | 3.6481 | 2.4262 | 2.4305 | 1.9394 | 1.6914
Ann LF & CF: | 2 | 2.71 | 2.5652 | 2.7556 | 2.7461 | 3.1094 | 3.3611 | 4.1363 | 4.0169 | 3.6003 | 2.9198 | 2.8659 | 2.7027
0.82893 | 3 | 1.0662 | 1.0932 | 1.1888 | 1.0459 | 1.2355 | 1.2332 | 1.5832 | 1.5004 | 1.2532 | 1.1492 | 1.2355 | 1.0859
0.39543 | 4 | 0.42904 | 0.45108 | 0.3975 | 0.42762 | 0.48007 | 0.47228 | 0.63996 | 0.48755 | 0.6212 | 0.38249 | 0.53672 | 0.51586
NewGrocHtPmpHt | 1 | 2.5744 | 2.2273 | 2.4424 | 2.4624 | 2.5876 | 2.4891 | 2.504 | 2.744 | 2.27 | 2.7056 | 2.3622 | 2.3292
Ann LF & CF: | 2 | 3.5891 | 3.313 | 3.4067 | 3.3299 | 3.3915 | 3.4081 | 3.4657 | 3.4059 | 3.5224 | 3.4012 | 3.5384 | 3.7119
0.82893 | 3 | 1.6739 | 1.5136 | 1.5949 | 1.4363 | 1.4978 | 1.3816 | 1.5368 | 1.5065 | 1.422 | 1.4915 | 1.6531 | 1.6336
0.5749 | 4 | 0.64581 | 0.64896 | 0.62433 | 0.58453 | 0.58224 | 0.56363 | 0.66817 | 0.52153 | 0.72114 | 0.50892 | 0.73775 | 0.78757
NewGrocGasHt | 1 | 2.9559 | 2.5199 | 2.7178 | 2.7379 | 2.7698 | 2.5898 | 2.549 | 2.7912 | 2.3654 | 2.9339 | 2.6376 | 2.7279
Ann LF & CF: | 2 | 4.1496 | 3.7814 | 3.8622 | 3.735 | 3.6787 | 3.6332 | 3.5879 | 3.527 | 3.7325 | 3.7646 | 3.9885 | 4.3378
0.82893 | 3 | 2.0491 | 1.7762 | 1.8532 | 1.6881 | 1.7068 | 1.538 | 1.6376 | 1.6083 | 1.5774 | 1.7241 | 1.9189 | 1.9722
0.56486 | 4 | 0.77978 | 0.77114 | 0.76366 | 0.68527 | 0.65405 | 0.63007 | 0.71854 | 0.55797 | 0.79831 | 0.59252 | 0.86529 | 0.9537
NewWarehElecHt | 1 | 1.9147 | 3.4927 | 3.5279 | 3.505 | 3.8277 | 3.9248 | 4.5762 | 5.0828 | 3.5369 | 3.8443 | 2.98 | 0.081042
Ann LF & CF: | 2 | 2.5803 | 3.0111 | 3.6612 | 3.4565 | 3.8727 | 4.1203 | 4.7026 | 4.4711 | 4.3379 | 3.5899 | 3.3992 | 2.2692
0.46881 | 3 | 0.83981 | 0.83222 | 0.93649 | 0.9631 | 1.0335 | 0.96486 | 1.095 | 1.0464 | 1.0055 | 0.98103 | 0.96136 | 0.72983
0.1766 | 4 | 0.38801 | 0.4078 | 0.40774 | 0.3721 | 0.3919 | 0.37997 | 0.45156 | 0.34517 | 0.4824 | 0.33032 | 0.42983 | 0.45772
NewWarehHtPmpHt | 1 | 3.5327 | 3.7815 | 3.5526 | 3.5327 | 3.7218 | 3.5526 | 3.5327 | 3.881 | 3.2043 | 3.8611 | 3.2342 | 3.2143
Ann LF & CF: | 2 | 3.5227 | 3.2939 | 3.6521 | 3.3237 | 3.4232 | 3.4431 | 3.4829 | 3.3237 | 3.6023 | 3.2939 | 3.5128 | 3.7616
0.46881 | 3 | 0.98517 | 0.87571 | 0.94537 | 0.92547 | 0.95532 | 0.88566 | 0.96527 | 0.95532 | 0.89561 | 0.94537 | 0.96527 | 0.95532
0.42673 | 4 | 0.3682 | 0.3682 | 0.35824 | 0.35824 | 0.35824 | 0.34829 | 0.408 | 0.31844 | 0.43785 | 0.31844 | 0.41795 | 0.44781
NewWarehGasHt | 1 | 5.1735 | 4.091 | 3.6109 | 3.595 | 3.7317 | 3.5526 | 3.5327 | 3.881 | 3.2043 | 3.956 | 3.5131 | 6.3603
Ann LF & CF: | 2 | 4.6057 | 3.6994 | 3.8707 | 3.4325 | 3.4529 | 3.4431 | 3.4829 | 3.3237 | 3.6023 | 3.3631 | 3.8036 | 5.3381
0.46881 | 3 | 1.1513 | 0.94296 | 0.98295 | 0.93634 | 0.96521 | 0.88566 | 0.96527 | 0.95532 | 0.89561 | 0.96515 | 1.0137 | 1.1927
0.38133 | 4 | 0.37809 | 0.3682 | 0.35824 | 0.35824 | 0.35824 | 0.34829 | 0.408 | 0.31844 | 0.43785 | 0.31844 | 0.41795 | 0.4577
NewSchoolElecHt | 1 | 0.098033 | 0.46725 | 3.6455 | 1.2598 | 4.7808 | 3.7895 | 2.1724 | 2.428 | 4.5464 | 3.1267 | 1.664 | -0.50358
Ann LF & CF: | 2 | -2.7927 | -1.4609 | -0.39816 | -0.17954 | 2.1795 | 2.2796 | 1.1817 | 1.3696 | 3.2676 | 0.96285 | -1.2874 | -3.572
0.5412 | 3 | 0.26495 | 0.29008 | -0.087445 | -0.12676 | 0.33858 | 0.36371 | 0.35388 | 0.35388 | 0.37354 | 0.080776 | 0.36501 | 0.10252
0.011098 | 4 | -0.055732 | -0.31353 | -0.18463 | 0.063339 | 0.063339 | 0.13762 | 0.14745 | 0.11796 | 0.15728 | 0.11796 | 0.037097 | -0.34849
NewSchoolHtPmpHt | 1 | 2.802 | 2.5403 | 4.6181 | 3.101 | 4.724 | 3.6663 | 2.0412 | 2.3296 | 4.4396 | 3.842 | 3.2614 | 2.9559
Ann LF & CF: | 2 | 0.6035 | 1.5805 | 1.7314 | 1.8399 | 2.6794 | 2.1884 | 1.2088 | 1.3662 | 3.286 | 2.1744 | 1.0729 | 0.75415
0.5412 | 3 | 0.27836 | 0.29808 | 0.29811 | 0.26535 | 0.30463 | 0.36371 | 0.35388 | 0.35388 | 0.37354 | 0.36695 | 0.36691 | 0.1374
0.321 | 4 | 0.075299 | 0.10482 | -0.12478 | 0.094989 | 0.094989 | 0.13762 | 0.14745 | 0.11796 | 0.15728 | 0.11796 | 0.24898 | 0.078548
NewSchoolGasHt | 1 | 5.5441 | 4.8757 | 6.4878 | 5.0624 | 5.5736 | 3.8927 | 2.1724 | 2.428 | 4.6496 | 5.318 | 5.3377 | 5.7997
Ann LF & CF: | 2 | 3.1947 | 3.6371 | 3.5978 | 3.3717 | 3.5781 | 2.6148 | 1.504 | 1.563 | 3.7059 | 3.47 | 2.831 | 3.4208
0.5412 | 3 | 0.43252 | 0.3932 | 0.36371 | 0.32439 | 0.40303 | 0.36371 | 0.35388 | 0.35388 | 0.37354 | 0.40303 | 0.44235 | 0.35388
0.46248 | 4 | 0.13762 | 0.13762 | 0.13762 | 0.12779 | 0.12779 | 0.13762 | 0.14745 | 0.11796 | 0.15728 | 0.11796 | 0.2949 | 0.16711
NewHealthElecHt | 1 | -9.5481 | 1.3465 | 3.1531 | 3.1035 | 3.8743 | 4.2971 | 5.6196 | 6.2847 | 3.8696 | 3.2579 | 1.0524 | -21.9286
Ann LF & CF: | 2 | -4.8599 | 0.29539 | 2.3589 | 2.9365 | 4.1442 | 4.7975 | 5.9223 | 5.6185 | 5.0735 | 3.4706 | 1.541 | -8.6821
0.5412 | 3 | -0.30249 | 0.3852 | 0.70213 | 0.93545 | 1.0524 | 1.0441 | 1.2247 | 1.1375 | 1.1154 | 0.898 | 0.66667 | -0.91984
-0.82222 | 4 | 0.34847 | 0.4474 | 0.45724 | 0.38596 | 0.42556 | 0.41165 | 0.49512 | 0.3719 | 0.52695 | 0.3422 | 0.44171 | 0.40828
NewHealthHtPmpHt | 1 | 0.25112 | 3.1623 | 3.4359 | 3.4081 | 3.702 | 3.5526 | 3.5327 | 3.881 | 3.2043 | 3.6712 | 2.6763 | -3.0779
Ann LF & CF: | 2 | 1.3568 | 2.4829 | 3.215 | 3.1061 | 3.3639 | 3.4431 | 3.4829 | 3.3237 | 3.6023 | 3.1554 | 2.9312 | 0.60857
0.5412 | 3 | 0.65286 | 0.7412 | 0.8702 | 0.90371 | 0.93554 | 0.88566 | 0.96527 | 0.95532 | 0.89561 | 0.90581 | 0.86835 | 0.48059
0.035018 | 4 | 0.34842 | 0.3682 | 0.35824 | 0.35824 | 0.35824 | 0.34829 | 0.408 | 0.31844 | 0.43785 | 0.31844 | 0.41795 | 0.42803
NewHealthGasHt | 1 | 6.8143 | 4.4006 | 3.6693 | 3.6573 | 3.7415 | 3.5526 | 3.5327 | 3.881 | 3.2043 | 4.051 | 3.792 | 9.5064
Ann LF & CF: | 2 | 5.6887 | 4.1049 | 4.0893 | 3.5413 | 3.4826 | 3.4431 | 3.4829 | 3.3237 | 3.6023 | 3.4323 | 4.0943 | 6.9146
0.5412 | 3 | 1.3175 | 1.0102 | 1.0205 | 0.94722 | 0.9751 | 0.88566 | 0.96527 | 0.95532 | 0.89561 | 0.98493 | 1.0622 | 1.43
0.38794 | 4 | 0.38798 | 0.3682 | 0.35824 | 0.35824 | 0.35824 | 0.34829 | 0.408 | 0.31844 | 0.43785 | 0.31844 | 0.41795 | 0.46759
NewHotelElecHt | 1 | -3.0077 | 2.564 | 3.3528 | 3.3181 | 3.798 | 3.9248 | 4.5762 | 5.0828 | 3.5369 | 3.5595 | 2.1433 | -9.3572
Ann LF & CF: | 2 | -0.6686 | 1.7946 | 3.0055 | 3.1301 | 3.7837 | 4.1203 | 4.7026 | 4.4711 | 4.3379 | 3.3822 | 2.5269 | -2.4603
0.5412 | 3 | 0.34134 | 0.63046 | 0.82375 | 0.93046 | 1.0039 | 0.96486 | 1.095 | 1.0464 | 1.0055 | 0.92169 | 0.81597 | 0.017738
-0.32025 | 4 | 0.35833 | 0.4078 | 0.40774 | 0.3721 | 0.3919 | 0.37997 | 0.45156 | 0.34517 | 0.4824 | 0.33032 | 0.42983 | 0.42804
NewHotelHtPmpHt | 1 | 1.8919 | 3.4719 | 3.4942 | 3.4704 | 3.7119 | 3.5526 | 3.5327 | 3.881 | 3.2043 | 3.7661 | 2.9552 | 0.068172
Ann LF & CF: | 2 | 2.4398 | 2.8884 | 3.4335 | 3.2149 | 3.3936 | 3.4431 | 3.4829 | 3.3237 | 3.6023 | 3.2246 | 3.222 | 2.1851
0.5412 | 3 | 0.81902 | 0.80846 | 0.90778 | 0.91459 | 0.94543 | 0.88566 | 0.96527 | 0.95532 | 0.89561 | 0.92559 | 0.91681 | 0.71795
0.26382 | 4 | 0.35831 | 0.3682 | 0.35824 | 0.35824 | 0.35824 | 0.34829 | 0.408 | 0.31844 | 0.43785 | 0.31844 | 0.41795 | 0.43792
NewHotelGasHt | 1 | 5.1735 | 4.091 | 3.6109 | 3.595 | 3.7317 | 3.5526 | 3.5327 | 3.881 | 3.2043 | 3.956 | 3.5131 | 6.3603
Ann LF & CF: | 2 | 4.6057 | 3.6994 | 3.8707 | 3.4325 | 3.4529 | 3.4431 | 3.4829 | 3.3237 | 3.6023 | 3.3631 | 3.8036 | 5.3381
0.5412 | 3 | 1.1513 | 0.94296 | 0.98295 | 0.93634 | 0.96521 | 0.88566 | 0.96527 | 0.95532 | 0.89561 | 0.96515 | 1.0137 | 1.1927
0.44021 | 4 | 0.37809 | 0.3682 | 0.35824 | 0.35824 | 0.35824 | 0.34829 | 0.408 | 0.31844 | 0.43785 | 0.31844 | 0.41795 | 0.4577
NewLgOff | 1 | 3.3985 | 2.9541 | 3.7077 | 3.1779 | 4.8601 | 4.6844 | 5.3944 | 5.9399 | 4.204 | 3.8867 | 3.1515 | 3.0234
Ann LF & CF: | 2 | 1.3284 | 1.769 | 1.5915 | 1.8233 | 2.0967 | 2.2913 | 2.4807 | 2.5675 | 2.2586 | 1.9564 | 1.608 | 1.3141
0.50326 | 3 | 0.51208 | 0.50353 | 0.57503 | 0.60029 | 0.50398 | 0.64991 | 0.69362 | 0.69362 | 0.60056 | 0.64505 | 0.60433 | 0.25122
0.28794 | 4 | 0.13624 | 0.17848 | 0.19445 | 0.23319 | 0.23782 | 0.26754 | 0.30717 | 0.23781 | 0.3132 | 0.19969 | 0.23712 | 0.15598
NewSmOff | 1 | 2.5471 | 2.1111 | 2.2312 | 2.2724 | 2.4241 | 2.439 | 2.5865 | 2.8472 | 2.4532 | 2.5793 | 2.4659 | 2.095
Ann LF & CF: | 2 | 3.1713 | 2.8548 | 3.1015 | 2.2221 | 1.9574 | 2.1903 | 2.1746 | 2.4313 | 2.4445 | 2.5041 | 3.0541 | 3.0878
0.50326 | 3 | 2.1705 | 2.1692 | 2.0351 | 1.9697 | 1.9788 | 1.8592 | 2.2616 | 2.0323 | 1.8758 | 2.018 | 2.0934 | 2.0607
0.4042 | 4 | 0.84747 | 0.8487 | 0.82785 | 0.85176 | 0.85859 | 0.83079 | 1.1227 | 0.74878 | 1.0458 | 0.71674 | 1.3672 | 1.0343
NewRest | 1 | 0.40482 | 0.65712 | 1.1791 | 1.0843 | 1.4184 | 1.4478 | 1.4721 | 1.612 | 1.441 | 1.429 | 0.85476 | -0.22135
Ann LF & CF: | 2 | 2.6638 | 2.6689 | 3.4752 | 3.4388 | 3.1854 | 3.2663 | 3.2481 | 3.3275 | 3.8806 | 3.6892 | 3.0285 | 2.2273
0.67392 | 3 | 1.8478 | 1.9999 | 1.9313 | 1.8295 | 2.4287 | 1.8191 | 2.3529 | 2.4498 | 2.4063 | 2.0103 | 1.9482 | 1.6344
0.070302 | 4 | 0.73045 | 0.78271 | 0.78473 | 0.78139 | 0.75173 | 0.79329 | 0.93119 | 0.71517 | 1.2731 | 0.69633 | 1.1786 | 0.87613
NewLgRet | 1 | 3.8541 | 3.5727 | 3.5476 | 3.5216 | 3.6981 | 3.5391 | 3.5634 | 3.9253 | 3.1982 | 3.8747 | 3.2866 | 3.8371
Ann LF & CF: | 2 | 3.8488 | 3.4106 | 3.7093 | 3.3603 | 3.4549 | 3.4903 | 3.5569 | 3.4071 | 3.6409 | 3.331 | 3.5952 | 4.1829
0.53352 | 3 | 1.2328 | 0.92154 | 0.97584 | 0.95211 | 0.99199 | 0.91176 | 0.99517 | 0.98688 | 0.92369 | 0.99109 | 1.0108 | 1.0252
0.49157 | 4 | 0.38503 | 0.38037 | 0.37214 | 0.36965 | 0.37087 | 0.36067 | 0.42161 | 0.33078 | 0.46141 | 0.32968 | 0.42915 | 0.46301
NewSmRet | 1 | 4.0696 | 3.3455 | 3.7412 | 4.2413 | 4.1007 | 3.9455 | 4.0375 | 4.4364 | 3.6789 | 4.2267 | 3.5704 | 3.6893
Ann LF & CF: | 2 | 3.6727 | 3.2783 | 3.6532 | 3.7465 | 2.5296 | 2.5577 | 2.6195 | 2.5373 | 3.2524 | 3.1544 | 3.5657 | 3.768
0.53352 | 3 | 0.91901 | 0.81597 | 0.86618 | 0.79269 | 0.81584 | 0.75657 | 0.80571 | 0.82545 | 0.79615 | 0.82706 | 0.91554 | 0.8995
0.48941 | 4 | 0.32107 | 0.34684 | 0.33729 | 0.32832 | 0.32841 | 0.31823 | 0.36789 | 0.29451 | 0.40799 | 0.28857 | 0.41214 | 0.38001
NewGroc | 1 | 2.623 | 2.2648 | 2.484 | 2.502 | 2.6473 | 2.6067 | 2.7665 | 3.0435 | 2.3741 | 2.76 | 2.4006 | 2.3771
Ann LF & CF: | 2 | 3.6617 | 3.3697 | 3.4846 | 3.3979 | 3.4792 | 3.5291 | 3.7402 | 3.6618 | 3.6718 | 3.4748 | 3.6067 | 3.7847
0.82893 | 3 | 1.7167 | 1.545 | 1.6281 | 1.4703 | 1.5445 | 1.4309 | 1.6112 | 1.5657 | 1.4646 | 1.5284 | 1.6873 | 1.6725
0.57448 | 4 | 0.66116 | 0.66291 | 0.63988 | 0.5979 | 0.59468 | 0.57609 | 0.68993 | 0.5332 | 0.73746 | 0.52115 | 0.75396 | 0.80573
NewWareh | 1 | 3.7059 | 3.8207 | 3.5719 | 3.5528 | 3.7691 | 3.7015 | 3.9501 | 4.3617 | 3.3374 | 3.9019 | 3.2719 | 3.534
Ann LF & CF: | 2 | 3.6873 | 3.3835 | 3.765 | 3.4312 | 3.6179 | 3.714 | 3.9708 | 3.7827 | 3.8966 | 3.4469 | 3.6127 | 3.9529
0.46881 | 3 | 1.0101 | 0.89194 | 0.96061 | 0.94596 | 0.99155 | 0.91734 | 1.0171 | 0.99175 | 0.93957 | 0.96952 | 0.98794 | 0.98381
0.39831 | 4 | 0.38106 | 0.38404 | 0.37804 | 0.36379 | 0.37171 | 0.36097 | 0.42542 | 0.32913 | 0.45567 | 0.32319 | 0.4227 | 0.45671
NewSchool | 1 | 3.497 | 3.1897 | 5.3098 | 3.6214 | 5.163 | 3.8103 | 2.1396 | 2.4034 | 4.5713 | 4.4012 | 3.9002 | 3.5129
Ann LF & CF: | 2 | 1.0501 | 1.8484 | 2.1322 | 2.1009 | 3.0038 | 2.4244 | 1.3496 | 1.4654 | 3.4914 | 2.5193 | 1.3619 | 1.0059
0.5412 | 3 | 0.35208 | 0.34364 | 0.23452 | 0.19684 | 0.36231 | 0.36371 | 0.35388 | 0.35388 | 0.37354 | 0.31344 | 0.40415 | 0.23692
0.35644 | 4 | 0.073701 | 0.016631 | -0.0085444 | 0.10348 | 0.10348 | 0.13762 | 0.14745 | 0.11796 | 0.15728 | 0.11796 | 0.21897 | 0.016068
NewHealth | 1 | 0.26933 | 3.179 | 3.4628 | 3.4358 | 3.7946 | 3.8504 | 4.3675 | 4.8425 | 3.4704 | 3.7338 | 2.6961 | -3.0676
Ann LF & CF: | 2 | 1.4692 | 2.5811 | 3.3971 | 3.2994 | 3.7472 | 3.9849 | 4.4587 | 4.2416 | 4.1908 | 3.4476 | 3.073 | 0.67589
0.5412 | 3 | 0.66949 | 0.76021 | 0.89317 | 0.94251 | 1.006 | 0.94902 | 1.069 | 1.0282 | 0.98352 | 0.95016 | 0.90399 | 0.49009
0.030101 | 4 | 0.37218 | 0.39988 | 0.39784 | 0.36933 | 0.38517 | 0.37364 | 0.44285 | 0.33982 | 0.47349 | 0.32794 | 0.42746 | 0.44387
NewHotel | 1 | 2.3078 | 3.5545 | 3.5172 | 3.4946 | 3.7433 | 3.6457 | 3.7936 | 4.1814 | 3.2875 | 3.8094 | 3.0312 | 0.85791
Ann LF & CF: | 2 | 2.7456 | 3.0204 | 3.5451 | 3.3025 | 3.5208 | 3.6124 | 3.7879 | 3.6106 | 3.7862 | 3.3333 | 3.339 | 2.6002
0.5412 | 3 | 0.86575 | 0.83121 | 0.92436 | 0.92943 | 0.96993 | 0.90546 | 0.99769 | 0.97809 | 0.92308 | 0.94439 | 0.94006 | 0.78027
0.29869 | 4 | 0.3682 | 0.3781 | 0.37062 | 0.36171 | 0.36666 | 0.35621 | 0.41889 | 0.32512 | 0.44899 | 0.32141 | 0.42092 | 0.44534
ExLgOffElecHt | 1 | 1.6303 | 1.6154 | 2.3074 | 1.8731 | 3.0996 | 3.8522 | 4.6787 | 5.1713 | 3.3163 | 2.8007 | 2.3281 | 1.2024
Ann LF & CF: | 2 | 0.90925 | 0.96866 | 1.3575 | 1.5191 | 2.0308 | 2.2921 | 2.7778 | 2.8032 | 2.2814 | 1.7763 | 1.3607 | 0.77127
0.50326 | 3 | 0.79876 | 0.63588 | 1.1043 | 1.0289 | 1.9797 | 2.17 | 2.5531 | 2.7297 | 1.8891 | 1.5609 | 0.88406 | 0.41754
0.15866 | 4 | 0.30237 | 0.29167 | 0.3043 | 0.35431 | 0.25504 | 0.38719 | 0.49562 | 0.35739 | 0.50517 | 0.31688 | 0.36375 | 0.25461
ExLgOffHtPmpHt | 1 | 4.5694 | 3.9436 | 4.5694 | 4.1621 | 4.3608 | 4.1621 | 4.1621 | 4.5595 | 3.7648 | 4.4303 | 4.4701 | 4.1522
Ann LF & CF: | 2 | 2.543 | 2.3244 | 2.6522 | 2.6423 | 2.7218 | 2.7516 | 2.7019 | 2.7416 | 2.7118 | 2.7317 | 2.5529 | 2.6324
0.50326 | 3 | 2.343 | 1.8559 | 1.6637 | 1.7009 | 1.5165 | 1.1379 | 1.1355 | 1.1297 | 1.0452 | 1.6691 | 1.7221 | 2.4595
0.50326 | 4 | 0.39734 | 0.39734 | 0.37747 | 0.39734 | 0.39734 | 0.37747 | 0.44701 | 0.34767 | 0.47681 | 0.34767 | 0.45694 | 0.47681
ExLgOffGasHt | 1 | 5.3139 | 4.5302 | 5.1551 | 4.7458 | 4.7539 | 4.3726 | 4.2306 | 4.6279 | 3.9931 | 4.9058 | 5.015 | 4.8967
Ann LF & CF: | 2 | 3.0562 | 2.7443 | 3.0632 | 3.0006 | 2.9669 | 2.9362 | 2.7843 | 2.821 | 2.8865 | 3.0474 | 2.9341 | 3.2151
0.50326 | 3 | 1.8389 | 1.4583 | 1.3722 | 1.3848 | 1.3155 | 1.0308 | 1.1141 | 1.1112 | 1.0143 | 1.4186 | 1.4302 | 1.8694
0.50326 | 4 | 0.46484 | 0.45293 | 0.41618 | 0.42414 | 0.43704 | 0.37747 | 0.44701 | 0.34767 | 0.48673 | 0.36752 | 0.5026 | 0.56614
ExSmOffElecHt | 1 | -1.0949 | -0.57716 | 0.48639 | 0.0029716 | 2.1748 | 3.3074 | 3.5431 | 3.9938 | 2.8485 | 1.4097 | -0.10804 | -1.7814
Ann LF & CF: | 2 | 0.75676 | 0.4516 | 0.98742 | 0.5611 | 0.91481 | 1.4581 | 2.6774 | 2.291 | 1.8382 | 1.448 | 0.87412 | 0.27045
0.50326 | 3 | 2.1843 | 1.5017 | 1.9496 | 1.6603 | 1.9446 | 2.5422 | 2.8749 | 3.1047 | 2.1939 | 2.8248 | 1.8289 | 1.2778
-0.13797 | 4 | 0.41912 | 0.53798 | 0.59609 | 0.65325 | 0.64729 | 0.77804 | 0.89904 | 0.69363 | 0.92846 | 0.61791 | 0.71939 | 0.42934
ExSmOffHtPmpHt | 1 | 2.4847 | 2.1964 | 2.6813 | 2.4583 | 2.8256 | 2.8134 | 2.8107 | 3.0867 | 2.5305 | 2.8547 | 2.2803 | 2.1542
Ann LF & CF: | 2 | 3.1574 | 2.34 | 2.7966 | 2.0496 | 1.8484 | 1.9563 | 2.4657 | 2.0557 | 2.2921 | 2.7581 | 2.543 | 3.0088
0.50326 | 3 | 3.427 | 2.2885 | 2.4529 | 2.1543 | 1.8044 | 1.7085 | 1.7495 | 1.836 | 1.5725 | 2.8773 | 2.4468 | 2.8315
0.36488 | 4 | 0.75115 | 0.76748 | 0.75845 | 0.74943 | 0.74875 | 0.74993 | 0.8653 | 0.67301 | 0.93541 | 0.69514 | 0.90752 | 1.1342
ExSmOffGasHt | 1 | 3.8606 | 3.254 | 3.5927 | 3.4195 | 3.237 | 2.9356 | 2.9393 | 3.1992 | 2.6623 | 3.5153 | 3.2077 | 3.6522
Ann LF & CF: | 2 | 4.1025 | 3.081 | 3.5264 | 2.6588 | 2.2743 | 2.2408 | 2.5461 | 2.1281 | 2.5557 | 3.3062 | 3.2132 | 4.0777
0.50326 | 3 | 3.607 | 2.4026 | 2.5478 | 2.2234 | 1.933 | 1.7085 | 1.7495 | 1.836 | 1.6207 | 2.9336 | 2.5496 | 3.0678
0.47359 | 4 | 0.88456 | 0.86231 | 0.82918 | 0.79604 | 0.79697 | 0.74993 | 0.8653 | 0.67301 | 0.95149 | 0.73372 | 0.9895 | 1.4075
ExRestElecHt | 1 | -1.733 | -0.79213 | 0.14677 | 0.32881 | 2.5522 | 2.8171 | 2.8615 | 3.149 | 2.5032 | 1.5566 | -0.14593 | -3.105
Ann LF & CF: | 2 | -0.89566 | -0.099988 | 0.94904 | 1.7791 | 3.3157 | 3.6898 | 3.8123 | 3.7074 | 3.7104 | 2.3988 | 0.77356 | -2.299
0.67392 | 3 | 0.16533 | 0.46899 | 0.86447 | 0.66854 | 1.2177 | 1.0639 | 1.3965 | 1.3519 | 0.94246 | 0.92975 | 0.74356 | -0.34084
-0.30636 | 4 | -0.34229 | 0.19684 | 0.29709 | 0.29548 | 0.19539 | 0.45671 | 0.54273 | 0.41755 | 0.52409 | 0.29188 | 0.3519 | -0.060819
ExRestHtPmpHt | 1 | 1.3292 | 1.3758 | 1.9404 | 2.049 | 2.9703 | 2.8364 | 2.8364 | 3.1065 | 2.5489 | 2.6156 | 1.6692 | 0.70745
Ann LF & CF: | 2 | 2.0799 | 2.1603 | 2.7408 | 3.0233 | 3.5767 | 3.6941 | 3.7452 | 3.6551 | 3.7522 | 3.255 | 2.5834 | 1.7379
0.67392 | 3 | 1.1418 | 1.1288 | 1.3034 | 1.0811 | 1.2308 | 1.0752 | 1.2756 | 1.2156 | 1.0764 | 1.1515 | 1.2884 | 0.9493
0.23873 | 4 | 0.29827 | 0.47448 | 0.48668 | 0.4115 | 0.37846 | 0.45023 | 0.53027 | 0.41021 | 0.55193 | 0.36982 | 0.57838 | 0.4779
ExRestGasHt | 1 | 2.9561 | 2.5265 | 2.9009 | 2.9675 | 3.2225 | 2.8964 | 2.8964 | 3.1666 | 2.6169 | 3.2 | 2.6418 | 2.7286
Ann LF & CF: | 2 | 3.6628 | 3.361 | 3.7013 | 3.6977 | 3.7568 | 3.7462 | 3.7852 | 3.6952 | 3.8282 | 3.7313 | 3.5519 | 3.8791
0.67392 | 3 | 1.632 | 1.451 | 1.5235 | 1.2792 | 1.2648 | 1.1352 | 1.2756 | 1.2156 | 1.1964 | 1.2756 | 1.5585 | 1.6057
0.51356 | 4 | 0.63847 | 0.62257 | 0.58874 | 0.47554 | 0.47852 | 0.45023 | 0.53027 | 0.41021 | 0.57194 | 0.41385 | 0.70045 | 0.76406
ExLgRetElecHt | 1 | 3.5334 | 3.5976 | 3.5405 | 3.5112 | 3.7276 | 3.6583 | 3.8143 | 4.2109 | 3.2888 | 3.8559 | 3.2402 | 3.2007
Ann LF & CF: | 2 | 3.5527 | 3.3162 | 3.7116 | 3.3876 | 3.571 | 3.6556 | 3.8466 | 3.6807 | 3.8429 | 3.3986 | 3.5451 | 3.7721
0.53352 | 3 | 1.1027 | 0.90283 | 0.97643 | 0.9568 | 1.011 | 1.0083 | 1.2893 | 1.3269 | 1.0163 | 0.98979 | 0.99368 | 0.98015
0.44768 | 4 | 0.37856 | 0.37856 | 0.3714 | 0.39382 | 0.37785 | 0.36704 | 0.43158 | 0.32691 | 0.46119 | 0.34401 | 0.45079 | 0.45826
ExLgRetHtPmpHt | 1 | 3.8056 | 3.7712 | 3.6332 | 3.6293 | 3.7079 | 3.5295 | 3.5067 | 3.8553 | 3.1996 | 3.9067 | 3.3631 | 3.6115
Ann LF & CF: | 2 | 3.8305 | 3.5161 | 3.7767 | 3.4269 | 3.4407 | 3.4498 | 3.4768 | 3.3274 | 3.608 | 3.3535 | 3.6713 | 4.2021
0.53352 | 3 | 1.5881 | 0.98946 | 0.98383 | 0.9651 | 0.97926 | 0.89659 | 0.97629 | 0.96633 | 0.91652 | 0.99481 | 1.0699 | 1.9201
0.48318 | 4 | 0.40191 | 0.39024 | 0.37444 | 0.37152 | 0.3686 | 0.35864 | 0.41841 | 0.31879 | 0.4483 | 0.31879 | 0.44005 | 0.46176
ExLgRetGasHt | 1 | 3.8056 | 3.7712 | 3.6332 | 3.6293 | 3.7079 | 3.5295 | 3.5067 | 3.8553 | 3.1996 | 3.9067 | 3.3631 | 3.6115
Ann LF & CF: | 2 | 3.8305 | 3.5161 | 3.7767 | 3.4269 | 3.4407 | 3.4498 | 3.4768 | 3.3274 | 3.608 | 3.3535 | 3.6713 | 4.2021
0.53352 | 3 | 1.5881 | 0.98946 | 0.98383 | 0.9651 | 0.97926 | 0.89659 | 0.97629 | 0.96633 | 0.91652 | 0.99481 | 1.0699 | 1.9201
0.48318 | 4 | 0.40191 | 0.39024 | 0.37444 | 0.37152 | 0.3686 | 0.35864 | 0.41841 | 0.31879 | 0.4483 | 0.31879 | 0.44005 | 0.46176
ExSmRetElecHt | 1 | 1.4577 | 1.6956 | 2.7792 | 2.6184 | 4.121 | 4.4908 | 4.9137 | 5.4578 | 4.0087 | 3.6029 | 2.1321 | 0.48835
Ann LF & CF: | 2 | 1.7247 | 1.7682 | 2.3762 | 2.2775 | 3.1024 | 3.5531 | 4.3939 | 3.4177 | 3.3539 | 2.4583 | 2.1334 | 1.4088
0.53352 | 3 | 0.67035 | 0.60836 | 0.55039 | 0.5836 | 0.78049 | 0.92008 | 1.3608 | 1.4643 | 0.88116 | 0.6757 | 0.70932 | 0.62277
0.14249 | 4 | 0.2394 | 0.16747 | 0.20599 | 0.26472 | 0.26652 | 0.25573 | 0.29528 | 0.22337 | 0.31821 | 0.22472 | 0.21107 | 0.27662
ExSmRetHtPmpHt | 1 | 3.5708 | 3.2046 | 3.9168 | 3.8606 | 4.3871 | 4.2961 | 4.2985 | 4.72 | 3.8709 | 4.3634 | 3.4127 | 3.0329
Ann LF & CF: | 2 | 2.7562 | 2.6022 | 2.992 | 2.7336 | 3.1127 | 3.3543 | 3.856 | 2.9167 | 3.125 | 2.7545 | 2.8629 | 2.8201
0.53352 | 3 | 1.1717 | 0.98734 | 0.80864 | 0.87314 | 0.6849 | 0.61301 | 0.66245 | 0.66245 | 0.64382 | 0.77604 | 0.98566 | 1.2765
0.40363 | 4 | 0.2509 | 0.2324 | 0.23485 | 0.25707 | 0.25707 | 0.24718 | 0.28673 | 0.21752 | 0.30651 | 0.21752 | 0.27195 | 0.29726
ExSmRetGasHt | 1 | 5.2869 | 4.4304 | 4.8515 | 4.8775 | 4.6838 | 4.3518 | 4.3264 | 4.7339 | 3.9489 | 5.0264 | 4.4588 | 5.0931
Ann LF & CF: | 2 | 3.6101 | 3.2903 | 3.5143 | 3.1473 | 3.2284 | 3.371 | 3.856 | 2.9167 | 3.1682 | 3.054 | 3.4758 | 3.9763
0.53352 | 3 | 1.5748 | 1.2868 | 1.0334 | 1.1144 | 0.70219 | 0.61301 | 0.66245 | 0.66245 | 0.66756 | 0.9196 | 1.2153 | 1.7942
0.53352 | 4 | 0.26483 | 0.28812 | 0.26271 | 0.25707 | 0.25707 | 0.24718 | 0.28673 | 0.21752 | 0.30651 | 0.21752 | 0.32767 | 0.31815
ExGrocElecHt | 1 | 2.0827 | 1.6201 | 2.431 | 1.9303 | 2.6592 | 3.0728 | 4.1149 | 5.0614 | 2.7366 | 2.544 | 1.8564 | 1.4994
Ann LF & CF: | 2 | 2.0584 | 1.9729 | 2.4355 | 2.4262 | 3.0748 | 3.588 | 4.4356 | 4.294 | 3.6137 | 2.8011 | 2.334 | 2.0764
0.82893 | 3 | 1.0072 | 1.0329 | 1.2204 | 1.0608 | 1.3496 | 1.5041 | 2.2028 | 2.2479 | 1.4901 | 1.238 | 1.21 | 1.0595
0.34109 | 4 | 0.41473 | 0.43449 | 0.44697 | 0.40945 | 0.45339 | 0.46455 | 0.55909 | 0.42207 | 0.51664 | 0.3609 | 0.52283 | 0.51011
ExGrocHtPmpHt | 1 | 3.1083 | 2.454 | 3.155 | 2.6929 | 2.8582 | 2.7553 | 2.7595 | 3.5651 | 2.4939 | 3.0113 | 2.606 | 2.5584
Ann LF & CF: | 2 | 3.4041 | 3.152 | 3.5319 | 3.3634 | 3.3819 | 3.429 | 3.4717 | 3.391 | 3.4959 | 3.4614 | 3.3895 | 3.5606
0.82893 | 3 | 1.4791 | 1.3643 | 1.5143 | 1.3547 | 1.4374 | 1.3215 | 1.4035 | 1.3838 | 1.3386 | 1.4247 | 1.5142 | 1.5154
0.72271 | 4 | 0.54378 | 0.54632 | 0.53951 | 0.47408 | 0.46299 | 0.4559 | 0.52527 | 0.40634 | 0.55646 | 0.4078 | 0.61823 | 0.66783
ExGrocGasHt | 1 | 3.7152 | 2.9503 | 3.587 | 3.1481 | 3.0289 | 2.7921 | 2.7806 | 3.5756 | 2.5445 | 3.3137 | 3.0527 | 3.1832
Ann LF & CF: | 2 | 4.2018 | 3.8548 | 4.1852 | 3.9429 | 3.6327 | 3.5038 | 3.5349 | 3.4226 | 3.6539 | 3.8966 | 4.0196 | 4.4404
0.82893 | 3 | 1.7742 | 1.5561 | 1.6691 | 1.5127 | 1.4827 | 1.3342 | 1.4035 | 1.3838 | 1.3523 | 1.5279 | 1.6849 | 1.7556
0.69355 | 4 | 0.62281 | 0.61586 | 0.59746 | 0.51728 | 0.47353 | 0.4559 | 0.52527 | 0.40634 | 0.58807 | 0.43941 | 0.67829 | 0.76477
ExWarehElecHt | 1 | 2.5287 | 3.1831 | 3.289 | 3.1799 | 3.8041 | 3.9891 | 4.5102 | 5.0077 | 3.5236 | 3.7268 | 2.7719 | 1.7455
Ann LF & CF: | 2 | 2.6148 | 2.6963 | 3.5006 | 3.2462 | 3.8884 | 4.1213 | 4.641 | 4.4219 | 4.3208 | 3.4881 | 3.1396 | 2.3018
0.46881 | 3 | 0.8991 | 0.82783 | 0.93485 | 0.93357 | 1.0515 | 1.2578 | 2.0086 | 2.1571 | 1.2282 | 1.0058 | 0.93016 | 0.8231
0.23673 | 4 | 0.30908 | 0.34827 | 0.35762 | 0.44374 | 0.38862 | 0.37392 | 0.44882 | 0.34217 | 0.47867 | 0.40393 | 0.47405 | 0.43796
ExWarehHtPmpHt | 1 | 3.5323 | 3.7811 | 3.5522 | 3.5323 | 3.7214 | 3.5522 | 3.5323 | 3.8806 | 3.204 | 3.8607 | 3.2338 | 3.2139
Ann LF & CF: | 2 | 3.5323 | 3.2935 | 3.6517 | 3.3234 | 3.4229 | 3.4428 | 3.4826 | 3.3234 | 3.602 | 3.2935 | 3.5124 | 3.7612
0.46881 | 3 | 2.5171 | 1.1166 | 0.95954 | 0.96123 | 0.94552 | 0.88557 | 0.96517 | 0.95522 | 0.89552 | 1.0226 | 1.1843 | 3.9563
0.41857 | 4 | 0.36816 | 0.36816 | 0.35821 | 0.35821 | 0.35821 | 0.34826 | 0.40796 | 0.31841 | 0.43781 | 0.31841 | 0.41791 | 0.44776
ExWarehGasHt | 1 | 4.5483 | 4.3895 | 3.8373 | 3.9086 | 3.7527 | 3.562 | 3.5323 | 3.8806 | 3.2236 | 4.0802 | 3.71 | 4.7394
Ann LF & CF: | 2 | 4.5934 | 4.0038 | 4.0338 | 3.6467 | 3.4582 | 3.4428 | 3.4826 | 3.3234 | 3.6216 | 3.4601 | 4.0601 | 5.3013
0.46881 | 3 | 2.6259 | 1.1852 | 1.0036 | 0.98768 | 0.96511 | 0.88557 | 0.96517 | 0.95522 | 0.89552 | 1.0402 | 1.2441 | 4.1013
0.40222 | 4 | 0.43674 | 0.39755 | 0.3778 | 0.35821 | 0.35821 | 0.34826 | 0.40796 | 0.31841 | 0.43781 | 0.31841 | 0.4473 | 0.45756
ExSchoolElecHt | 1 | -0.77592 | 0.0017053 | 2.2601 | 1.4666 | 4.3571 | 3.2138 | 2.4052 | 2.6747 | 3.6273 | 3.0242 | 1.092 | -2.7921
Ann LF & CF: | 2 | -2.8147 | -1.7165 | 0.27777 | -0.44395 | 2.4723 | 2.638 | 1.7495 | 1.9305 | 3.4538 | 1.4121 | -0.34787 | -4.1323
0.5412 | 3 | -0.025511 | 0.32069 | 0.50451 | 0.53013 | 0.6131 | 0.62874 | 0.63872 | 0.63872 | 0.62874 | 0.088746 | 0.44641 | -0.6656
-0.096378 | 4 | 0.089066 | 0.18083 | -0.20931 | 0.2495 | 0.2495 | 0.2495 | 0.27944 | 0.21956 | 0.2994 | 0.21956 | 0.32368 | 0.10619
ExSchoolHtPmpHt | 1 | 2.0621 | 2.1516 | 3.7348 | 2.9938 | 4.6586 | 3.4433 | 2.4052 | 2.6747 | 3.8895 | 3.9123 | 2.8813 | 0.80953
Ann LF & CF: | 2 | 0.25932 | 0.7086 | 1.9852 | 1.4896 | 3.0425 | 2.7461 | 1.8478 | 1.9632 | 3.5882 | 2.4576 | 1.5726 | -0.29469
0.5412 | 3 | 0.34154 | 0.47471 | 0.5766 | 0.56946 | 0.64587 | 0.62874 | 0.63872 | 0.63872 | 0.62874 | 0.38369 | 0.57749 | -0.013441
0.23956 | 4 | 0.17427 | 0.22015 | 0.020097 | 0.2495 | 0.2495 | 0.2495 | 0.27944 | 0.21956 | 0.2994 | 0.21956 | 0.35645 | 0.20779
ExSchoolGasHt | 1 | 4.9002 | 4.3014 | 5.2096 | 4.521 | 4.9601 | 3.6727 | 2.4052 | 2.6747 | 4.1517 | 4.8004 | 4.6707 | 4.4112
Ann LF & CF: | 2 | 3.3333 | 3.1337 | 3.6926 | 3.4232 | 3.6128 | 2.8543 | 1.9461 | 1.996 | 3.7226 | 3.503 | 3.493 | 3.5429
0.5412 | 3 | 0.70858 | 0.62874 | 0.6487 | 0.60878 | 0.67864 | 0.62874 | 0.63872 | 0.63872 | 0.62874 | 0.67864 | 0.70858 | 0.63872
0.50906 | 4 | 0.25948 | 0.25948 | 0.2495 | 0.2495 | 0.2495 | 0.2495 | 0.27944 | 0.21956 | 0.2994 | 0.21956 | 0.38922 | 0.30938
ExHealthElecHt | 1 | -4.5707 | -1.0652 | 1.3152 | 0.57015 | 3.6987 | 4.3671 | 5.4881 | 6.1347 | 3.7257 | 2.2761 | -0.54681 | -8.8754
Ann LF & CF: | 2 | -4.669 | -2.1627 | 1.0569 | 1.2292 | 4.1423 | 4.7998 | 5.7994 | 5.5205 | 4.922 | 2.6833 | -0.51916 | -8.3982
0.5412 | 3 | 0.16062 | 0.36856 | 0.65989 | 0.78305 | 1.0301 | 1.6301 | 3.0521 | 3.3589 | 1.5608 | 0.96061 | 0.53657 | -0.17902
-0.40322 | 4 | -0.16148 | 0.15203 | 0.23947 | 0.52926 | 0.41903 | 0.39957 | 0.48969 | 0.36592 | 0.51954 | 0.48946 | 0.35383 | 0.36938
ExHealthHtPmpHt | 1 | 1.5004 | 2.5643 | 2.982 | 2.7799 | 3.6587 | 3.5326 | 3.5323 | 3.8806 | 3.1648 | 3.4218 | 2.2815 | 0.16308
Ann LF & CF: | 2 | 1.4103 | 1.8729 | 2.8876 | 2.6768 | 3.3523 | 3.4428 | 3.4826 | 3.3234 | 3.5628 | 2.9604 | 2.4171 | 0.68095
0.5412 | 3 | 3.8317 | 1.2204 | 0.88563 | 0.94418 | 0.89663 | 0.88557 | 0.96517 | 0.95522 | 0.89552 | 1.0646 | 1.2839 | 6.6674
0.12179 | 4 | 0.231 | 0.30938 | 0.31902 | 0.35821 | 0.35821 | 0.34826 | 0.40796 | 0.31841 | 0.43781 | 0.31841 | 0.35913 | 0.42817
ExHealthGasHt | 1 | 5.5643 | 4.9979 | 4.1224 | 4.2848 | 3.7841 | 3.5718 | 3.5323 | 3.8806 | 3.2432 | 4.2996 | 4.1861 | 6.2648
Ann LF & CF: | 2 | 5.6544 | 4.7141 | 4.4159 | 3.97 | 3.4934 | 3.4428 | 3.4826 | 3.3234 | 3.6412 | 3.6266 | 4.6078 | 6.8414
0.5412 | 3 | 4.2666 | 1.4947 | 1.062 | 1.05 | 0.975 | 0.88557 | 0.96517 | 0.95522 | 0.89552 | 1.1352 | 1.523 | 7.2474
0.41551 | 4 | 0.50532 | 0.42694 | 0.3974 | 0.35821 | 0.35821 | 0.34826 | 0.40796 | 0.31841 | 0.43781 | 0.31841 | 0.47669 | 0.46736
ExHotelElecHt | 1 | -0.51919 | 1.3579 | 2.4337 | 2.0512 | 3.71 | 3.9597 | 4.5102 | 5.0077 | 3.4649 | 3.0684 | 1.3435 | -2.8307
Ann LF & CF: | 2 | -0.56831 | 0.56543 | 2.3543 | 2.2763 | 3.7826 | 4.1213 | 4.641 | 4.4219 | 4.262 | 2.9884 | 1.4966 | -2.3185
0.5412 | 3 | 0.57285 | 0.62209 | 0.80258 | 0.85421 | 0.99268 | 1.2578 | 2.0086 | 2.1571 | 1.2282 | 0.95294 | 0.75087 | 0.3881
-0.056111 | 4 | 0.10334 | 0.2601 | 0.29884 | 0.44374 | 0.38862 | 0.37392 | 0.44882 | 0.34217 | 0.47867 | 0.40393 | 0.38587 | 0.40857
ExHotelHtPmpHt | 1 | 2.5164 | 3.1727 | 3.2671 | 3.1561 | 3.69 | 3.5424 | 3.5323 | 3.8806 | 3.1844 | 3.6412 | 2.7577 | 1.6885
Ann LF & CF: | 2 | 2.4713 | 2.5832 | 3.2697 | 3.0001 | 3.3876 | 3.4428 | 3.4826 | 3.3234 | 3.5824 | 3.127 | 2.9648 | 2.2211
0.5412 | 3 | 2.4084 | 1.048 | 0.91545 | 0.93478 | 0.92593 | 0.88557 | 0.96517 | 0.95522 | 0.89552 | 1.0049 | 1.1246 | 3.8113
0.35094 | 4 | 0.29958 | 0.33877 | 0.33861 | 0.35821 | 0.35821 | 0.34826 | 0.40796 | 0.31841 | 0.43781 | 0.31841 | 0.38852 | 0.43796
ExHotelGasHt | 1 | 4.5483 | 4.3895 | 3.8373 | 3.9086 | 3.7527 | 3.562 | 3.5323 | 3.8806 | 3.2236 | 4.0802 | 3.71 | 4.7394
Ann LF & CF: | 2 | 4.5934 | 4.0038 | 4.0338 | 3.6467 | 3.4582 | 3.4428 | 3.4826 | 3.3234 | 3.6216 | 3.4601 | 4.0601 | 5.3013
0.5412 | 3 | 2.6259 | 1.1852 | 1.0036 | 0.98768 | 0.96511 | 0.88557 | 0.96517 | 0.95522 | 0.89552 | 1.0402 | 1.2441 | 4.1013
0.46433 | 4 | 0.43674 | 0.39755 | 0.3778 | 0.35821 | 0.35821 | 0.34826 | 0.40796 | 0.31841 | 0.43781 | 0.31841 | 0.4473 | 0.45756
ExLgOff | 1 | 3.3645 | 2.9881 | 3.6465 | 3.2251 | 3.8691 | 4.0805 | 4.4425 | 4.8873 | 3.6205 | 3.7838 | 3.5928 | 2.942
Ann LF & CF: | 2 | 1.9075 | 1.795 | 2.15 | 2.2073 | 2.4627 | 2.5867 | 2.768 | 2.7996 | 2.558 | 2.3654 | 2.0915 | 1.9078
0.50326 | 3 | 1.4016 | 1.1123 | 1.2852 | 1.2579 | 1.6775 | 1.6142 | 1.833 | 1.9188 | 1.4542 | 1.529 | 1.2049 | 1.241
0.34646 | 4 | 0.37337 | 0.36395 | 0.35442 | 0.38518 | 0.34027 | 0.38231 | 0.47118 | 0.35251 | 0.49433 | 0.3392 | 0.42633 | 0.39711
ExSmOff | 1 | 1.8299 | 1.6864 | 2.3008 | 2.0146 | 2.7565 | 3.0004 | 3.0717 | 3.3955 | 2.6674 | 2.623 | 1.8464 | 1.4298
Ann LF & CF: | 2 | 2.7252 | 1.9993 | 2.4763 | 1.7888 | 1.6984 | 1.894 | 2.5546 | 2.1492 | 2.2366 | 2.5323 | 2.2466 | 2.513
0.50326 | 3 | 3.1075 | 2.0862 | 2.3303 | 2.0265 | 1.8866 | 1.9603 | 2.0894 | 2.2192 | 1.7751 | 2.8789 | 2.292 | 2.4355
0.27122 | 4 | 0.69221 | 0.72755 | 0.73133 | 0.73483 | 0.73305 | 0.75842 | 0.87549 | 0.67924 | 0.93829 | 0.68377 | 0.8761 | 1.006
ExRest | 1 | 1.4894 | 1.4886 | 2.0384 | 2.1415 | 3.0085 | 2.8645 | 2.875 | 3.1492 | 2.5751 | 2.6828 | 1.7687 | 0.90458
Ann LF & CF: | 2 | 2.2367 | 2.2785 | 2.8392 | 3.0957 | 3.6129 | 3.7214 | 3.7828 | 3.6893 | 3.7836 | 3.3114 | 2.6819 | 1.9472
0.67392 | 3 | 1.1774 | 1.1479 | 1.3193 | 1.0912 | 1.2462 | 1.1052 | 1.3043 | 1.2479 | 1.11 | 1.1665 | 1.3064 | 1.001
0.26529 | 4 | 0.33172 | 0.48932 | 0.49733 | 0.41887 | 0.38956 | 0.45176 | 0.53322 | 0.41194 | 0.55623 | 0.37533 | 0.59118 | 0.50606
ExLgRet | 1 | 3.7633 | 3.7442 | 3.6188 | 3.6109 | 3.711 | 3.5495 | 3.5545 | 3.9106 | 3.2134 | 3.8988 | 3.344 | 3.5476
Ann LF & CF: | 2 | 3.7873 | 3.485 | 3.7666 | 3.4208 | 3.461 | 3.4818 | 3.5343 | 3.3823 | 3.6445 | 3.3605 | 3.6517 | 4.1353
0.53352 | 3 | 1.5126 | 0.976 | 0.98268 | 0.96381 | 0.9842 | 0.91395 | 1.025 | 1.0224 | 0.93203 | 0.99403 | 1.0581 | 1.774
0.48553 | 4 | 0.39828 | 0.38842 | 0.37397 | 0.37498 | 0.37004 | 0.35994 | 0.42046 | 0.32005 | 0.4503 | 0.32271 | 0.44172 | 0.46122
ExSmRet | 1 | 4.2312 | 3.6764 | 4.28 | 4.2546 | 4.5281 | 4.3887 | 4.4847 | 4.9293 | 3.9641 | 4.6336 | 3.8172 | 3.8235
Ann LF & CF: | 2 | 3.0901 | 2.8706 | 3.2004 | 2.9072 | 3.1929 | 3.42 | 4.0013 | 3.0521 | 3.2178 | 2.8893 | 3.1056 | 3.2683
0.53352 | 3 | 1.3254 | 1.0998 | 0.90011 | 0.96798 | 0.72313 | 0.69596 | 0.85111 | 0.87907 | 0.72497 | 0.85193 | 1.0757 | 1.4713
0.45796 | 4 | 0.25779 | 0.25483 | 0.24704 | 0.25914 | 0.25962 | 0.24949 | 0.28904 | 0.2191 | 0.30967 | 0.21947 | 0.29548 | 0.30667
ExGroc | 1 | 3.3199 | 2.6275 | 3.3063 | 2.8523 | 2.9265 | 2.8051 | 2.9024 | 3.7163 | 2.5435 | 3.121 | 2.7623 | 2.776
Ann LF & CF: | 2 | 3.6825 | 3.3979 | 3.7605 | 3.5695 | 3.4807 | 3.4829 | 3.5981 | 3.4952 | 3.5885 | 3.6205 | 3.6101 | 3.8676
0.82893 | 3 | 1.5846 | 1.4305 | 1.5651 | 1.4072 | 1.4521 | 1.3458 | 1.4814 | 1.4681 | 1.3604 | 1.4595 | 1.5722 | 1.5943
0.71154 | 4 | 0.57178 | 0.57112 | 0.56024 | 0.48996 | 0.46746 | 0.45674 | 0.52857 | 0.40788 | 0.56881 | 0.41946 | 0.63977 | 0.70223
ExWareh | 1 | 3.9202 | 4.0143 | 3.6668 | 3.6819 | 3.7687 | 3.6948 | 3.8365 | 4.2311 | 3.3169 | 3.9703 | 3.4182 | 3.8083
Ann LF & CF: | 2 | 3.978 | 3.5972 | 3.868 | 3.5221 | 3.592 | 3.6538 | 3.8429 | 3.665 | 3.839 | 3.4688 | 3.7738 | 4.3685
0.46881 | 3 | 2.0888 | 1.074 | 0.98224 | 0.97085 | 0.99197 | 1.0013 | 1.2897 | 1.329 | 0.99897 | 1.0295 | 1.1465 | 3.0818
0.4207 | 4 | 0.39704 | 0.38222 | 0.37153 | 0.38481 | 0.36767 | 0.35624 | 0.42067 | 0.3258 | 0.45052 | 0.34501 | 0.45562 | 0.45146
ExSchool | 1 | 3.1531 | 2.978 | 4.3018 | 3.5809 | 4.7745 | 3.5314 | 2.4052 | 2.6747 | 3.9903 | 4.2537 | 3.5692 | 2.1941
Ann LF & CF: | 2 | 1.441 | 1.6409 | 2.6416 | 2.2329 | 3.2617 | 2.7877 | 1.8856 | 1.9758 | 3.6398 | 2.8594 | 2.3108 | 1.1806
0.5412 | 3 | 0.48264 | 0.53393 | 0.60432 | 0.58457 | 0.65847 | 0.62874 | 0.63872 | 0.63872 | 0.62874 | 0.49708 | 0.62789 | 0.23726
0.35742 | 4 | 0.20703 | 0.23527 | 0.10828 | 0.2495 | 0.2495 | 0.2495 | 0.27944 | 0.21956 | 0.2994 | 0.21956 | 0.36905 | 0.24684
ExHealth | 1 | 1.8513 | 2.7763 | 3.0919 | 2.9218 | 3.74 | 3.813 | 4.1389 | 4.5797 | 3.3818 | 3.549 | 2.4513 | 0.71386
Ann LF & CF: | 2 | 1.8578 | 2.1831 | 3.1599 | 2.9387 | 3.6749 | 3.8637 | 4.2011 | 4.0048 | 4.0274 | 3.2407 | 2.7106 | 1.2514
0.5412 | 3 | 2.9322 | 1.107 | 0.91256 | 0.95237 | 0.98111 | 1.1165 | 1.6124 | 1.7007 | 1.1019 | 1.0711 | 1.1835 | 4.8629
0.20604 | 4 | 0.26006 | 0.3252 | 0.33743 | 0.41126 | 0.37707 | 0.36417 | 0.43331 | 0.33314 | 0.46316 | 0.37146 | 0.42211 | 0.43148
ExHotel | 1 | 2.7304 | 3.3018 | 3.3328 | 3.2412 | 3.7312 | 3.6801 | 3.8293 | 4.2229 | 3.2915 | 3.7126 | 2.8606 | 2.0215
Ann LF & CF: | 2 | 2.7345 | 2.7646 | 3.4189 | 3.1417 | 3.547 | 3.6488 | 3.8344 | 3.657 | 3.8107 | 3.2711 | 3.1312 | 2.5644
0.5412 | 3 | 1.9725 | 0.99535 | 0.93047 | 0.93989 | 0.96811 | 0.99862 | 1.2821 | 1.3202 | 0.99654 | 1.0089 | 1.0779 | 2.9338
0.34992 | 4 | 0.31666 | 0.34774 | 0.34844 | 0.38418 | 0.36744 | 0.35605 | 0.42037 | 0.32562 | 0.45022 | 0.34438 | 0.42058 | 0.43999
IndShift1 | 1 | 4.5258 | 4.3274 | 4.7315 | 4.6767 | 4.5258 | 4.6767 | 4.5258 | 4.7315 | 4.4641 | 4.7315 | 4.4641 | 4.5258
Ann LF & CF: | 2 | 2.8115 | 2.8524 | 2.8213 | 2.8344 | 2.8115 | 2.8344 | 2.8115 | 2.8213 | 2.8242 | 2.8213 | 2.8242 | 2.8115
0.45744 | 3 | 0.67593 | 0.65074 | 0.67593 | 0.6681 | 0.67593 | 0.6681 | 0.67593 | 0.67593 | 0.6681 | 0.67593 | 0.6681 | 0.67593
0.43755 | 4 | 0.27429 | 0.30368 | 0.23511 | 0.24294 | 0.27429 | 0.24294 | 0.27429 | 0.23511 | 0.28344 | 0.23511 | 0.28344 | 0.27429
IndShift2 | 1 | 4.2831 | 4.0954 | 4.4778 | 4.4259 | 4.2831 | 4.4259 | 4.2831 | 4.4778 | 4.2247 | 4.4778 | 4.2247 | 4.2831
Ann LF & CF: | 2 | 2.7035 | 2.736 | 2.719 | 2.7296 | 2.7035 | 2.7296 | 2.7035 | 2.719 | 2.7136 | 2.719 | 2.7136 | 2.7035
0.50639 | 3 | 1.0487 | 1.0067 | 1.0686 | 1.0562 | 1.0487 | 1.0562 | 1.0487 | 1.0686 | 1.0356 | 1.0686 | 1.0356 | 1.0487
0.48438 | 4 | 0.24778 | 0.27433 | 0.21239 | 0.21947 | 0.24778 | 0.21947 | 0.24778 | 0.21239 | 0.25604 | 0.21239 | 0.25604 | 0.24778
IndShift3 | 1 | 3.0088 | 2.8769 | 3.1455 | 3.1091 | 3.0088 | 3.1091 | 3.0088 | 3.1455 | 2.9678 | 3.1455 | 2.9678 | 3.0088
Ann LF & CF: | 2 | 3.2707 | 3.2877 | 3.3041 | 3.3105 | 3.2707 | 3.3105 | 3.2707 | 3.3041 | 3.276 | 3.3041 | 3.276 | 3.2707
0.76999 | 3 | 1.6382 | 1.5721 | 1.6732 | 1.6538 | 1.6382 | 1.6538 | 1.6382 | 1.6732 | 1.6177 | 1.6732 | 1.6177 | 1.6382
0.69981 | 4 | 0.37683 | 0.4172 | 0.3259 | 0.33677 | 0.37683 | 0.33677 | 0.37683 | 0.3259 | 0.38939 | 0.3259 | 0.38939 | 0.37683
ResLEDHoliday | 1 | 0 | 0 | 0 | 0 | 0 | 0 | 0 | 0 | 0 | 0 | 0 | 25.544
Ann LF & CF: | 2 | 0 | 0 | 0 | 0 | 0 | 0 | 0 | 0 | 0 | 0 | 0 | 47.1145
0.4 | 3 | 0 | 0 | 0 | 0 | 0 | 0 | 0 | 0 | 0 | 0 | 0 | 18.4484
0.278 | 4 | 0 | 0 | 0 | 0 | 0 | 0 | 0 | 0 | 0 | 0 | 0 | 8.8931
STOCKtank | 1 | 12.204 | 5.144 | 3.1494 | 0 | 0 | 0 | 0 | 0 | 0 | 0 | 2.7557 | 6.5088
Ann LF & CF: | 2 | 19.103 | 8.077 | 4.7871 | 0 | 0 | 0 | 0 | 0 | 0 | 0 | 4.3178 | 10.1883
0.378 | 3 | 6.6587 | 2.7767 | 1.8896 | 0 | 0 | 0 | 0 | 0 | 0 | 0 | 1.4986 | 3.5513
0.24148 | 4 | 3.0396 | 1.2862 | 0.75586 | 0 | 0 | 0 | 0 | 0 | 0 | 0 | 0.68718 | 1.6211
NewLgRetTopDay | 1 | 0.0073294 | 0.025875 | 0.066631 | 0.085177 | 0.099947 | 0.10361 | 0.10361 | 0.092617 | 0.077736 | 0.037091 | 0.014659 | 0
Ann LF & CF: | 2 | 0.0032575 | 0.0115 | 0.029614 | 0.037856 | 0.044421 | 0.04605 | 0.04605 | 0.041163 | 0.034549 | 0.016485 | 0.006515 | 0
0.67202 | 3 | 0 | 0 | 0 | 0 | 0 | 0 | 0 | 0 | 0 | 0 | 0 | 0
0.051157 | 4 | 0 | 0 | 0 | 0 | 0 | 0 | 0 | 0 | 0 | 0 | 0 | 0
NewWarehTopDay | 1 | 0.051192 | 0.072229 | 0.078278 | 0.087307 | 0.090286 | 0.090286 | 0.090286 | 0.090286 | 0.084237 | 0.072229 | 0.060221 | 0.042254
Ann LF & CF: | 2 | 0.0051192 | 0.0072229 | 0.0078278 | 0.0087307 | 0.0090286 | 0.0090286 | 0.0090286 | 0.0090286 | 0.0084237 | 0.0072229 | 0.0060221 | 0.0042254
0.50153 | 3 | 0 | 0 | 0 | 0 | 0 | 0 | 0 | 0 | 0 | 0 | 0 | 0
0.31797 | 4 | 0 | 0 | 0 | 0 | 0 | 0 | 0 | 0 | 0 | 0 | 0 | 0
NewSchoolTopDay | 1 | 0.041532 | 0.076472 | 0.11833 | 0.13732 | 0.14772 | 0.075466 | 0.015105 | 0.014492 | 0.10471 | 0.09599 | 0.054344 | 0.027617
Ann LF & CF: | 2 | 0.0041532 | 0.0076472 | 0.011833 | 0.013732 | 0.014772 | 0.0075466 | 0.0015105 | 0.0014492 | 0.010471 | 0.009599 | 0.0054344 | 0.0027617
0.37862 | 3 | 0 | 0 | 0 | 0 | 0 | 0 | 0 | 0 | 0 | 0 | 0 | 0
0.10645 | 4 | 0 | 0 | 0 | 0 | 0 | 0 | 0 | 0 | 0 | 0 | 0 | 0
ComEconoMizer | 1 | 0.002 | 0.009 | 0.033 | 0.071 | 0.121 | 0.11 | 0.064 | 0.073 | 0.104 | 0.081 | 0.012 | 0.004
| 2 | 0 | 0.003 | 0.01 | 0.031 | 0.042 | 0.055 | 0.049 | 0.048 | 0.043 | 0.028 | 0.009 | 0.002
0.4 | 3 | 0 | 0 | 0 | -0.001 | 0 | 0 | 0 | 0 | 0 | 0 | 0 | 0
0.0066116 | 4 | 0 | 0 | 0 | 0 | 0 | 0 | 0 | 0 | 0 | 0 | 0 | 0
|  | 4.5784 | 3.1585 | 2.6562 | 2.6079 | 1.0625 | 0.2125 | 0.48295 | 0.48295 | 0.50227 | 2.125 | 2.8591 | 5.2738
|  | 8.3357 | 6.7517 | 6.0079 | 5.1579 | 2.0477 | 0.53125 | 0.13523 | 0.09659 | 1.8352 | 3.5159 | 5.3414 | 9.659
|  | 2.7335 | 2.4244 | 2.7045 | 1.8159 | 0.5892 | 0.11591 | 0.19318 | 0.19318 | 0.28011 | 1.1301 | 1.9125 | 3.1971
|  | 1.1204 | 1.3523 | 0.86931 | 0.56988 | 0.17386 | 0.38636 | 0.09659 | 0 | 0.10625 | 0.36704 | 0.83068 | 1.4199
|  | 5.4554 | 3.4182 | 2.7522 | 1.9491 | 0.91087 | 0.30362 | 0.48972 | 0.39177 | 0.39177 | 1.4789 | 3.1048 | 6.2586
|  | 9.7356 | 6.856 | 5.857 | 4.3976 | 2.331 | 0.70519 | 0.13712 | 0.097943 | 1.2145 | 3.5162 | 6.1704 | 11.5867
|  | 2.7032 | 1.8609 | 1.4691 | 0.84231 | 0.42116 | 0.12733 | 0.19589 | 0.097943 | 0.27424 | 0.65622 | 1.7924 | 3.2713
|  | 1.3712 | 0.81293 | 0.59745 | 0.41136 | 0.1763 | 0.88149 | 0.097943 | 0 | 0.10774 | 0.31342 | 0.72478 | 1.2831
|  | 7.5188 | 3.5024 | 3.0456 | 2.2842 | 1.1421 | 0.28552 | 0.095175 | 0.10469 | 0.74236 | 2.1985 | 5.0443 | 7.7187
|  | 9.1939 | 5.5487 | 4.8539 | 2.9885 | 1.7227 | 0.72333 | 0.15228 | 0.10469 | 1.3134 | 3.2455 | 7.4236 | 11.0688
|  | 2.3603 | 1.3039 | 1.5228 | 0.30456 | 0.17131 | 0.47587 | 0.095175 | 0.19035 | 0.24745 | 0.56153 | 1.6275 | 3.0361
|  | 0.88512 | 0.59008 | 0.49491 | 0.18083 | 0.095175 | 0.85657 | 0.28552 | 0.19035 | 0.57105 | 0.12373 | 0.66622 | 1.1421
|  | 3.1011 | 2.6844 | 2.8879 | 2.5293 | 2.4421 | 2.287 | 2.4518 | 2.5972 | 2.3258 | 2.5002 | 2.4906 | 2.8491
|  | 4.6129 | 4.4481 | 4.7776 | 4.2931 | 4.0799 | 3.6825 | 3.5565 | 3.4306 | 3.8182 | 3.857 | 4.3512 | 4.7001
|  | 1.0757 | 1.7444 | 1.5505 | 1.7444 | 1.1629 | 0.86249 | 1.1144 | 0.9497 | 0.8431 | 0.88187 | 1.066 | 1.6474
|  | 0.38763 | 0.4264 | 0.38763 | 0.38763 | 0.36825 | 0.34887 | 0.44578 | 0.32949 | 0.39733 | 0.26165 | 0.38763 | 0.47485
Note on A609: Charlie Grist: Developed by Grist November 2003 based on SkyCalc runs. Does not incorporate HVAC interaction. Shape those savings (and costs) by separate factors. Supporting documentation in PC-TopDayLightNew-D1.
Note on A613: Charlie Grist: Developed by Grist November 2003 based on SkyCalc runs. Does not incorporate HVAC interaction. Shape those savings (and costs) by separate factors. Supporting documentation in PC-TopDayLightNew-D1.
Note on A617: Charlie Grist: Developed by Grist November 2003 based on SkyCalc runs. Does not incorporate HVAC interaction. Shape those savings (and costs) by separate factors. Supporting documentation in PC-TopDayLightNew-D1.
Note on A621: Charlie Grist: Developed for Grist by Mike Kennedy in July 2003 for roof-top package economizer measure. Used results of DOE2 simulations developed for the measure. Bimodal distribution sping and fall exceeding summer.

## Load & Coincident Factors
Sector/End Use | Code | Load Factor | Coincident Factor
Agricultural - Dairy Milking Barn, Electric Hot Water | DairyDHW | 0.54047 | 0.33
Agricultural - Dairy Milking Barn, Milking Machine Pumps (VFD) | DairyVFD | 0.66417 | 0.37025
Agricultural - Irrigation | IrrgAGR | 0.3 | 0
Commercial - Exisitng Small Office and Retail Building Air Source Heat Pump Conversions | SmComHP | 0.158 | 0.15
Commercial - Exisitng Small Office and Retail Building Central Air Conditioning Efficiency Improvements | SmComCAC | 0.17 | 0
Commercial - Exisitng Small Office and Retail Building Envelope Measures | SmComWX | 0.47693 | 0.44
Commercial - Existing Grocery, Air Source Heat Pump Heating and Cooling | ExGrocHtPmpHt | 0.82893 | 0.72271
Commercial - Existing Grocery, Electric Resistance Heating | ExGrocElecHt | 0.82893 | 0.34109
Commercial - Existing Grocery, Gas Heating | ExGrocGasHt | 0.82893 | 0.69355
Commercial - Existing Grocery, Unspecified Heating Fuel | ExGroc | 0.82893 | 0.71154
Commercial - Existing Health Care Facility, Air Source Heat Pump Heating and Cooling | ExHealthHtPmpHt | 0.5412 | 0.12179
Commercial - Existing Health Care Facility, Electric Resistance Heating | ExHealthElecHt | 0.5412 | -0.40322
Commercial - Existing Health Care Facility, Gas Heating | ExHealthGasHt | 0.5412 | 0.41551
Commercial - Existing Health Care Facility, Unspecified Heating Fuel | ExHealth | 0.5412 | 0.20604
Commercial - Existing Hotel, Air Source Heat Pump Heating and Cooling | ExHotelHtPmpHt | 0.5412 | 0.35094
Commercial - Existing Hotel, Electric Resistance Heating | ExHotelElecHt | 0.5412 | -0.056111
Commercial - Existing Hotel, Gas Heating | ExHotelGasHt | 0.5412 | 0.46433
Commercial - Existing Hotel, Unspecified Heating Fuel | ExHotel | 0.5412 | 0.34992
Commercial - Existing Large Office, Air Source Heat Pump Heating and Cooling | ExLgOffHtPmpHt | 0.50326 | 0.50326
Commercial - Existing Large Office, Electric Resistance Heating | ExLgOffElecHt | 0.50326 | 0.15866
Commercial - Existing Large Office, Gas Heating | ExLgOffGasHt | 0.50326 | 0.50326
Commercial - Existing Large Office, Unspecified Heating Fuel | ExLgOff | 0.50326 | 0.34646
Commercial - Existing Large Retail, Air Source Heat Pump Heating and Cooling | ExLgRetHtPmpHt | 0.53352 | 0.48318
Commercial - Existing Large Retail, Electric Resistance Heating | ExLgRetElecHt | 0.53352 | 0.44768
Commercial - Existing Large Retail, Gas Heating | ExLgRetGasHt | 0.53352 | 0.48318
Commercial - Existing Large Retail, Unspecified Heating Fuel | ExLgRet | 0.53352 | 0.48553
Commercial - Existing Lighting, Unspecified Heating Fuel and Building Type | ExCommLight | 0.5412 | 0.42104
Commercial - Existing Restaurant, Air Source Heat Pump Heating and Cooling | ExRestHtPmpHt | 0.67392 | 0.23873
Commercial - Existing Restaurant, Electric Resistance Heating | ExRestElecHt | 0.67392 | -0.30636
Commercial - Existing Restaurant, Gas Heating | ExRestGasHt | 0.67392 | 0.51356
Commercial - Existing Restaurant, Unspecified Heating Fuel | ExRest | 0.67392 | 0.26529
Commercial - Existing School, Air Source Heat Pump Heating and Cooling | ExSchoolHtPmpHt | 0.5412 | 0.23956
Commercial - Existing School, Electric Resistance Heating | ExSchoolElecHt | 0.5412 | -0.096378
Commercial - Existing School, Gas Heating | ExSchoolGasHt | 0.5412 | 0.50906
Commercial - Existing School, Unspecified Heating Fuel | ExSchool | 0.5412 | 0.35742
Commercial - Existing Shell & HVAC Measures | ExComm | 0.47693 | 0.46383
Commercial - Existing Small Retail, Air Source Heat Pump Heating and Cooling | ExSmRetHtPmpHt | 0.53352 | 0.40363
Commercial - Existing Small Retail, Gas Heating | ExSmRetGasHt | 0.53352 | 0.53352
Commercial - Existing Small Retail, Unspecified Heating Fuel | ExSmRet | 0.53352 | 0.45796
Commercial - Existing Small Office, Air Source Heat Pump Heating and Cooling | ExSmOffHtPmpHt | 0.50326 | 0.36488
Commercial - Existing Small Office, Electric Resistance Heating | ExSmOffElecHt | 0.50326 | -0.13797
Commercial - Existing Small Office, Gas Heating | ExSmOffGasHt | 0.50326 | 0.47359
Commercial - Existing Small Office, Unspecified Heating Fuel | ExSmOff | 0.50326 | 0.27122
Commercial - Existing Small Retail, Electric Resistance Heating | ExSmRetElecHt | 0.53352 | 0.14249
Commercial - Existing Warehouse, Air Source Heat Pump Heating and Cooling | ExWarehHtPmpHt | 0.46881 | 0.41857
Commercial - Existing Warehouse, Electric Resistance Heating | ExWarehElecHt | 0.46881 | 0.23673
Commercial - Existing Warehouse, Gas Heating | ExWarehGasHt | 0.46881 | 0.40222
Commercial - Existing Warehouse, Unspecified Heating Fuel | ExWareh | 0.46881 | 0.4207
Commercial - New Grocery, Air Source Heat Pump Heating and Cooling | NewGrocHtPmpHt | 0.82893 | 0.5749
Commercial - New Grocery, Electric Resistance Heating | NewGrocElecHt | 0.82893 | 0.39543
Commercial - New Grocery, Gas Heating | NewGrocGasHt | 0.82893 | 0.56486
Commercial - New Grocery, Unspecified Heating Fuel | NewGroc | 0.82893 | 0.57448
Commercial - New Health Care Facility, Air Source Heat Pump Heating and Cooling | NewHealthHtPmpHt | 0.5412 | 0.035018
Commercial - New Health Care Facility, Electric Resistance Heating | NewHealthElecHt | 0.5412 | -0.82222
Commercial - New Health Care Facility, Gas Heating | NewHealthGasHt | 0.5412 | 0.38794
Commercial - New Health Care Facility, Unspecified Heating Fuel | NewHealth | 0.5412 | 0.030101
Commercial - New Hotel, Air Source Heat Pump Heating and Cooling | NewHotelHtPmpHt | 0.5412 | 0.26382
Commercial - New Hotel, Electric Resistance Heating | NewHotelElecHt | 0.5412 | -0.32025
Commercial - New Hotel, Gas Heating | NewHotelGasHt | 0.5412 | 0.44021
Commercial - New Hotel, Unspecified Heating Fuel | NewHotel | 0.5412 | 0.29869
Commercial - New Large Office, Air Source Heat Pump Heating and Cooling | NewLgOffHtPmpHt | 0.50326 | 0.46855
Commercial - New Large Office, Electric Resistance Heating | NewLgOffElecHt | 0.50326 | 0.18893
Commercial - New Large Office, Gas Heating | NewLgOffGasHt | 0.50326 | 0.50326
Commercial - New Large Office, Unspecified Heating Fuel | NewLgOff | 0.50326 | 0.28794
Commercial - New Large Retail, Air Source Heat Pump Heating and Cooling | NewLgRetHtPmpHt | 0.53352 | 0.49022
Commercial - New Large Retail, Electric Resistance Heating | NewLgRetElecHt | 0.53352 | 0.44198
Commercial - New Large Retail, Gas Heating | NewLgRetGasHt | 0.53352 | 0.49022
Commercial - New Large Retail, Unspecified Heating Fuel | NewLgRet | 0.53352 | 0.49157
Commercial - New Lighting | NewCommLight | 0.5412 | 0.39748
Commercial - New Restaurant, Air Source Heat Pump Heating and Cooling | NewRestHtPmpHt | 0.67392 | 0.002032
Commercial - New Restaurant, Electric Resistance Heating | NewRestElecHt | 0.67392 | -0.57405
Commercial - New Restaurant, Gas Heating | NewRestGasHt | 0.67392 | 0.28986
Commercial - New Restaurant, Unspecified Heating Fuel | NewRest | 0.67392 | 0.070302
Commercial - New School, Air Source Heat Pump Heating and Cooling | NewSchoolHtPmpHt | 0.5412 | 0.321
Commercial - New School, Electric Resistance Heating | NewSchoolElecHt | 0.5412 | 0.011098
Commercial - New School, Gas Heating | NewSchoolGasHt | 0.5412 | 0.46248
Commercial - New School, Unspecified Heating Fuel | NewSchool | 0.5412 | 0.35644
Commercial - New Shell & HVAC Measures | NewCOMM | 0.51314 | 0.49418
Commercial - New Small Retail, Air Source Heat Pump Heating and Cooling | NewSmRetHtPmpHt | 0.53352 | 0.43511
Commercial - New Small Retail, Gas Heating | NewSmRetGasHt | 0.53352 | 0.53352
Commercial - New Small Retail, Unspecified Heating Fuel | NewSmRet | 0.53352 | 0.48941
Commercial - New Small Office, Air Source Heat Pump Heating and Cooling | NewSmOffHtPmpHt | 0.50326 | 0.49078
Commercial - New Small Office, Electric Resistance Heating | NewSmOffElecHt | 0.50326 | -0.19533
Commercial - New Small Office, Gas Heating | NewSmOffGasHt | 0.50326 | 0.45367
Commercial - New Small Office, Unspecified Heating Fuel | NewSmOff | 0.50326 | 0.4042
Commercial - New Small Retail, Electric Resistance Heating | NewSmRetElecHt | 0.53352 | 0.16459
Commercial - New Warehouse, Air Source Heat Pump Heating and Cooling | NewWarehHtPmpHt | 0.46881 | 0.42673
Commercial - New Warehouse, Electric Resistance Heating | NewWarehElecHt | 0.46881 | 0.1766
Commercial - New Warehouse, Gas Heating | NewWarehGasHt | 0.46881 | 0.38133
Commercial - New Warehouse, Unspecified Heating Fuel | NewWareh | 0.46881 | 0.39831
Customer Side Photovoltaic - Summer Peaking Solar Zone 1 | CSPVCS1 | 0.315 | 0.009
Customer Side Photovoltaic - Summer Peaking Solar Zone 2 | CSPVCS2 | 0.344 | 0.009
Customer Side Photovoltaic - Summer Peaking Solar Zone 3 | CSPVCS3 | 0.401 | 0.009
Customer Side Photovoltaic - Summer Peaking Solar Zone 4 | CSPVCS4 | 0.443 | 0.009
Customer Side Photovoltaic - Summer Peaking Solar Zone 5 | CSPVCS5 | 0.461 | 0.009
Customer Side Photovoltaic - Winter Peaking Solar Zone 1 | CSPVCW1 | 15.348 | 0.009
Customer Side Photovoltaic - Winter Peaking Solar Zone 2 | CSPVCW2 | 16.743 | 0.009
Customer Side Photovoltaic - Winter Peaking Solar Zone 3 | CSPVCW3 | 19.533 | 0.009
Customer Side Photovoltaic - Winter Peaking Solar Zone 4 | CSPVCW4 | 21.563 | 0.009
Customer Side Photovoltaic - Winter Peaking Solar Zone 5 | CSPVCW5 | 22.451 | 0.009
Industrial - Food Processing (SIC 20) | SIC20 | 0.48354 | 0.2532
Industrial - Generic Plant with One Shift | IndShift1 | 0.45744 | 0.43755
Industrial - Generic Plant with Three Shifts | IndShift3 | 0.76999 | 0.69981
Industrial - Generic Plant with Two Shifts | IndShift2 | 0.50639 | 0.48438
Industrial - Lumber & Wood Products (SIC 24) | SIC24 | 0.59958 | 0.55847
Industrial - Primary Aluminum Smelting | DSIAlum | 0.57104 | 0.36883
Industrial - Pulp & Paper (SIC 26) | SIC26 | 0.53813 | 0.3345
Oregon Trail Electric Cooperative - Distribution System Voltage Upgrade | OTECDis | 0.59198 | 0.38
Other - Flat Load Profile | FLAT | 1 | 0.64
Other - PNW System Load Shape | SysLoad | 0.51314 | 0.49418
Other - Street & Area Lighting (Photo Sensor Controlled) | StreetLight | 0.61724 | 0.24
Other - Vending Machine Load Controler | VendContrl | 0.17 | 0
Residential Central Air Conditioning - Cooling Zone 1 | ResCACZ1 | 0.17 | 0
Residential Central Air Conditioning - Cooling Zone 2 | ResCACZ2 | 0.17 | 0
Residential Central Air Conditioning - Cooling Zone 3 | ResCACZ3 | 0.17 | 0
Residential Central Air Conditioning Regional Average | ResCACPNW | 0.17 | 0
Residential Clothes Dryers | ResDRY | 0.235 | 0.026
Residential Clothes Washers | ResWASH | 0.218 | 0.03
Residential Cooking | ResCOOK | 0.117 | 0.027
Residential Domestic Water Heating | ResDHW | 0.286 | 0.317
Residential Freezers | ResFRZR | 0.491 | 0.193
Residential Lighting | ResLIGHT | 0.4 | 0.278
Residential Other | ResOTHER | 0.452 | 0.197
Residential Refrigerators | ResFRIG | 0.655 | 0.269
Residential Space Heating - Baseboard Heating Zone 1 | ResSpHtBBZ1 | 0.238 | 0.47
Residential Space Heating - Baseboard Heating Zone 2 | ResSpHtBBZ2 | 0.238 | 0.47
Residential Space Heating - Baseboard Heating Zone 3 | ResSpHtBBZ3 | 0.238 | 0.47
Residential Space Heating - Forced Air Furnace Heating Zone 1 | ResSpHtFAFZ1 | 0.194 | 0.374
Residential Space Heating - Forced Air Furnace Heating Zone 2 | ResSpHtFAFZ2 | 0.194 | 0.374
Residential Space Heating - Forced Air Furnace Heating Zone 3 | ResSpHtFAFZ3 | 0.194 | 0.374
Residential Space Heating - Heat Pump Heating Zone 1 | ResSpHtHPZ1 | 0.158 | 0.355
Residential Space Heating - Heat Pump Heating Zone 2 | ResSpHtHPZ2 | 0.158 | 0.355
Residential Space Heating - Heat Pump Heating Zone 3 | ResSpHtHPZ3 | 0.158 | 0.355
Residential Space Heating - New Regional Average | ResSHNEW | 0.178 | 0.366
Residential Space Heating - Retrofit Regional Average | ResSHWX | 0.21 | 0.401
Residential Total | ResTTL | 0.306 | 0.41
Residential Window Air Conditioning - Cooling Zone 1 | ResWACZ1 | 0.17 | 0
Residential Window Air Conditioning - Cooling Zone 2 | ResWACZ2 | 0.17 | 0
Residential Window Air Conditioning - Cooling Zone 3 | ResWACZ3 | 0.17 | 0
Residential Window Air Conditioning - Regional Average | ResWACPNW | 0.17 | 0
Solar Domestic Water Heating - Summer Peaking Solar Zone 1 | SolarDHWZ1S | 2.47 | 0.33
Solar Domestic Water Heating - Summer Peaking Solar Zone 2 | SolarDHWZ2S | 2.57 | 0.36
Solar Domestic Water Heating - Summer Peaking Solar Zone 3 | SolarDHWZ3S | 1.8 | 0.26
Solar Domestic Water Heating - Summer Peaking Solar Zone 4 | SolarDHWZ4S | 2.44 | 0.41
Solar Domestic Water Heating - Summer Peaking Solar Zone 5 | SolarDHWZ5S | 2.56 | 0.43
Solar Domestic Water Heating - Winter Peaking Solar Zone 1 | SolarDHWZ1W | 10.43 | 0.51
Solar Domestic Water Heating - Winter Peaking Solar Zone 2 | SolarDHWZ2W | 8.44 | 0.57
Solar Domestic Water Heating - Winter Peaking Solar Zone 3 | SolarDHWZ3W | 5.08 | 0.45
Solar Domestic Water Heating - Winter Peaking Solar Zone 4 | SolarDHWZ4W | 4.35 | 0.3
Solar Domestic Water Heating - Winter Peaking Solar Zone 5 | SolarDHWZ5W | 3.35 | 0.24
Stock Tanks - Freeze Resistant | STOCKtank | 0.378 | 0.24148
Commercial - New Large Retail - Top Daylight, Unspecified Heating Fuel | NewLgRetTopDay | 0.67202 | 0.051157
Commercial - New Warehouse - Top Daylight, Unspecified Heating Fuel | NewWarehTopDay | 0.50153 | 0.31797
Commercial - New School - Top daylight, Unspecified Fuel | NewSchoolTopDay | 0.37862 | 0.10645
Commercial - Economizer | ComEconoMizer | 0.5 | 0.0082645

## Annual & Monthly Load Factors
Monthly Load Factor
End Use | JAN | FEB | MAR | APR | MAY | JUN | JUL | AUG | SEP | OCT | NOV | DEC
ResCOOK | 1.185 | 0.956 | 1.039 | 0.941 | 0.985 | 0.965 | 1.044 | 1.117 | 1.211 | 1.035 | 1.27 | 1.097
ResDRY | 1.308 | 1.307 | 0.933 | 1.049 | 0.892 | 0.632 | 0.646 | 0.68 | 1.273 | 1.293 | 1.366 | 1.066
ResWASH | 0.683 | 1.011 | 0.752 | 1.18 | 0.949 | 0.543 | 0.736 | 0.712 | 0.87 | 1.362 | 1.145 | 1.226
ResFRIG | 0.982 | 1.1 | 1.019 | 1.062 | 1.076 | 1.068 | 1.011 | 0.996 | 1.101 | 1.084 | 1.036 | 1.052
ResFRZR | 1.255 | 1.086 | 1.179 | 1.171 | 1.176 | 1.148 | 1.021 | 0.983 | 1.197 | 1.199 | 1.202 | 1.198
ResLIGHT | 0.793 | 0.804 | 0.86 | 0.834 | 0.831 | 0.933 | 0.966 |  | 0.834 | 0.787 | 0.845 | 0.876
ResDHW | 0.443 | 0.445 | 0.401 | 0.483 | 0.4 | 0.444 | 0.855 | 0.934 | 0.439 | 0.42 | 0.425 | 0.479
ResSpHtHP | 0.522 | 0.424 | 0.379 | 0.268 | 0.259 | 0.482 | 0.592 | 0.751 | 0.491 | 0.222 | 0.424 | 0.561
ResSpHtFAF | 0.493 | 0.416 | 0.326 | 0.272 | 0.21 | 0.306 | 0.759 | 0.551 | 0.289 | 0.251 | 0.423 | 0.581
ResSpHtBB | 0.634 | 0.534 | 0.516 | 0.396 | 0.344 | 0.23 | 0.581 | 1.211 | 0.263 | 0.318 | 0.531 | 0.635
ResSHWX | 0.552 | 0.461 | 0.407 | 0.313 | 0.277 | 0.302 | 0.634 | 0.652 | 0.276 | 0.294 | 0.46 | 0.573
ResSHNEW | 0.579 | 0.49 | 0.407 | 0.345 | 0.278 | 0.317 | 0.603 | 0.749 | 0.433 | 0.22 | 0.512 | 0.641
ResCAC | 12 | 12 | 12 | 1.8679 | 3.0892 | 0.082501 | 0.49832 | 0.57871 | 0.28469 | 2.2933 | 12 | 12
ResOTHER | 0.882 | 0.871 | 0.908 | 0.911 | 0.909 | 0.908 | 0.899 | 0.925 | 0.944 | 0.89 | 0.943 | 0.923
ResTTL | 0.624 | 0.574 | 0.524 | 0.557 | 0.508 | 0.607 | 0.901 | 1.025 | 0.658 | 0.494 | 0.608 | 0.677
FLAT | 1 | 1 | 1 | 1 | 1 | 1 | 1 | 1 | 1 | 1 | 1 | 1
IrrgAGR | 12 | 12 | 0.25909 | 0.57396 | 0.60454 | 0.79174 | 0.86509 | 0.74221 | 0.56005 | 0.5391 | 0.31345 | 12
End Use Load Factors
END-USE | Bulk Power System Extreme Winter Peak | Bulk Power System Winter Peak | Bulk Power System Summer Peak | Group Diversified Peak Load Factor
ResCOOK | 0.701 | 0.924 | 1.226 | 0.117
ResDRY | 1.427 | 1.24 | 0.749 | 0.235
ResWASH | 0.82 | 0.951 | 0.75 | 0.218
ResFRIG | 1.116 | 1.153 | 0.896 | 0.655
ResFRZR | 1.478 | 1.361 | 0.855 | 0.491
ResLIGHT | 0.667 | 0.733 | 1.11 | 0.4
ResDHW | 0.647 | 0.376 | 1.063 | 0.286
ResSpHtHP | 0.133 | 0.249 | 1.232 | 0.158
ResSpHtHPZ1 | 0.133 | 0.249 | 1.232 | 0.158
ResSpHtHPZ2 | 0.133 | 0.249 | 1.232 | 0.158
ResSpHtHPZ3 | 0.133 | 0.249 | 1.232 | 0.158
ResSpHtFAF | 0.176 | 0.224 | 2.075 | 0.194
ResSpHtFAFZ1 | 0.176 | 0.224 | 2.075 | 0.194
ResSpHtFAFZ2 | 0.176 | 0.224 | 2.075 | 0.194
ResSpHtFAFZ3 | 0.176 | 0.224 | 2.075 | 0.194
ResSpHtBB | 0.184 | 0.274 | 8.928 | 0.238
ResSpHtBBZ1 | 0.184 | 0.274 | 8.928 | 0.238
ResSpHtBBZ2 | 0.184 | 0.274 | 8.928 | 0.238
ResSpHtBBZ3 | 0.184 | 0.274 | 8.928 | 0.238
ResSHWX | 0.169 | 0.25 | 2.568 | 0.21
ResSHNEW | 0.147 | 0.244 | 3.522 | 0.178
ResWACZ1 | 12 | 12 | 0.58 | 0.17
ResWACZ2 | 12 | 12 | 0.58 | 0.17
ResWACZ3 | 12 | 12 | 0.58 | 0.17
ResWACPNW | 12 | 12 | 0.58 | 0.17
ResCACZ1 | 12 | 12 | 0.58 | 0.17
ResCACZ2 | 12 | 12 | 0.58 | 0.17
ResCACZ3 | 12 | 12 | 0.58 | 0.17
ResCACPNW | 12 | 12 | 0.58 | 0.17
ResOTHER | 0.739 | 0.838 | 0.943 | 0.452
ResTTL | 0.322 | 0.4 | 1.908 | 0.306
FLAT | 1 | 1 | 1 | 1
SysLOAD | NA | NA | NA | 0.51314
VendContrl | NA | NA | NA | 0.17
IrrgAGR | 12 | 12 | 0.86509 | 0.3
ExCOMM | NA | NA | NA | 0.47693
NewCOMM | NA | NA | NA | 0.51314
ComLight | NA | NA | NA | 0.54106
SIC20 | NA | NA | NA | 0.48354
SIC24 | NA | NA | NA | 0.59958
SIC26 | NA | NA | NA | 0.53813
DSIAlum | NA | NA | NA | 0.57104
Load Factor (LF) - Ratio of average energy for the year (annual kWh/8760) to peak demand. Load factors are computed for each time period defined above. Load factors can be greater than 1.0 when the coincident demand for the time period is lower than the average yearly demand.
Coincident Factors
END-USE | Bulk Power System Extreme Winter Peak | Bulk Power System Winter Peak | Bulk Power System Summer Peak | End Use Diversified Peak
ResCOOK | 0.035 | 0.027 | 0.02 | 0.212
ResDRY | 0.022 | 0.026 | 0.042 | 0.135
ResWASH | 0.035 | 0.03 | 0.038 | 0.132
ResFRIG | 0.278 | 0.269 | 0.346 | 0.474
ResFRZR | 0.177 | 0.193 | 0.307 | 0.534
ResLIGHT | 0.305 | 0.278 | 0.183 | 0.508
ResSpHtHP | 0.664 | 0.355 | 0.072 | 0.559
ResSpHtHPZ1 | 0.664 | 0.355 | 0.072 | 0.559
ResSpHtHPZ2 | 0.664 | 0.355 | 0.072 | 0.559
ResSpHtHPZ3 | 0.664 | 0.355 | 0.072 | 0.559
ResSpHtFAF | 0.476 | 0.374 | 0.04 | 0.431
ResSpHtFAFZ1 | 0.476 | 0.374 | 0.04 | 0.431
ResSpHtFAFZ2 | 0.476 | 0.374 | 0.04 | 0.431
ResSpHtFAFZ3 | 0.476 | 0.374 | 0.04 | 0.431
ResSpHtBB | 0.697 | 0.47 | 0.014 | 0.54
ResSpHtBBZ1 | 0.697 | 0.47 | 0.014 | 0.54
ResSpHtBBZ2 | 0.697 | 0.47 | 0.014 | 0.54
ResSpHtBBZ3 | 0.697 | 0.47 | 0.014 | 0.54
ResSHWX | 0.591 | 0.401 | 0.039 | 0.476
ResSHNEW | 0.606 | 0.366 | 0.025 | 0.503
ResWACZ1 | 0 | 0 | 0.54945 | 0.68
ResWACZ2 | 0 | 0 | 0.54945 | 0.68
ResWACZ3 | 0 | 0 | 0.54945 | 0.68
ResWACPNW | 0 | 0 | 0.54945 | 0.68
ResCACZ1 | 0 | 0 | 0.54945 | 0.68
ResCACZ2 | 0 | 0 | 0.54945 | 0.68
ResCACZ3 | 0 | 0 | 0.54945 | 0.68
ResCACPNW | 0 | 0 | 0.54945 | 0.68
ResDHW | 0.184 | 0.317 | 0.112 | 0.417
ResOTHER | 0.223 | 0.197 | 0.175 | 0.365
ResTTL | 0.508 | 0.41 | 0.086 | 0.535
FLAT | 1 | 0.64 | 1 | 0.64
VendContrl | NA | 0 | NA | 0
IrrgAGR | 0 | 0 | 1 | 0.3
ExCOMM | NA | 0.46383 | NA | NA
NewCOMM | NA | 0.49418 | NA | NA
ComLight | NA | 0.3634 | NA | NA
SIC20 | NA | 0.2532 | NA | NA
SIC24 | NA | 0.55847 | NA | NA
SIC26 | NA | 0.3345 | NA | NA
DSIAlum | NA | 0.36883 | NA | NA
SysLOAD | NA | 0.49418 | NA | NA
Coincident Factor (CF) - Ratio of maximum demand to the site non-coincident peak. A related measure is the diversity factor which is the reciprocal of the coincidence factor.