## MeasureTable
Regional Costs and Bulk Power System Benefits | [22 empty] | Other Power System Benefits |  |  | Non-Electric Power Costs/Benefits |  |  |  | Total Regional Costs/Benefits (monetizable costs and benefits)
Technology, Measure or Practice | Delivery Mechanism or Program | Application | Location | Incremental Capital Cost ($/unit) | Incremental O&M Costs and Schedule ($/unit) | Present Value of Periodic Capital Replacement Cost ($/unit) | Measure Life (years) | Basis of Savings | Annual Savings @ Site (kwh/yr) | Annual Savings @ Busbar (kwh/yr) | Bulk Transmission System Coincident Factor | System Coincident Peak Reduction (KW) | Present Value Incremental Capital Cost ($/kWh) | Present Value O & M Cost ($/kWh) | Present Value of Periodic Capital Replacement Cost ($/kWh) | Total Present Value Cost ($/kWh) | Present Value Electric Energy Savings ($/kWh) | Present Value of Bulk Transmission System Benefits ($/kWh) | Present Value of Region Act's 10% Conservation Credit ($/kWh) | Total Present Value Regional Bulk Power System Benefits ($/kWh) | Net Present Value ($/kWh) | Benefit / Cost Ratio | Local Distribution System Load Factor | Local Distribution System Peak Load Reduction (kW) | Present Value of Local Transmission & Distribution System Benefits ($/kWh) | End-user Benefits | Societal Benefits | Present Value Non-Electric System Benefits ($/kWh) | Present Value Environmental Externalities Benefit ($/kWh) | Present Value Regional Costs ($/kWh) | Present Value Total Societal Benefits ($/kWh) | Net Present Value of Regional Costs & Benefits ($/kWh) | Benefit / Cost Ratio | Related Programs/Activities | Comments | Levelized Cost
SGC Multifamily - PNW Average Climate | Building must be certified under the Long Term Super Good Cents Program & Specifications | New Multifamily Buildings with Five or Dwelling Units w/Electric Heat | PNW Average Climate | 85.98 | 0 | 0 | 70 | Deemed | 167.9452 | 180.751 | 0.366 | 0.042427 | 0.47566 | 0 | 0 | 0.47566 | 0.71178 | 0.016474 | 0.097196 | 0.82545 | 0.34979 | 1.7354 | 0.178 | 0.11592 | 0.30007 | Increased comfort, reduced noise | Reduced environmental impacts from electricity generation | 0 | 0 | 0.47566 | 1.1226 | 0.64692 | 2.36 | The Northwest Energy Efficiency Alliance has sponsored a market transformation program to increase the use of Energy Star windows (Class 35 & below). In some areas of the region the use of class 35 windows (required to meet the Long Term SGC specifications and both the site built and manufactured home weatherization program specifications exceeds 70%. | Savings assume that program is operated in accordance with existing Bonneville Power Administration Long Term Super Good Cents program specifications, including home qualification and quality assurance process. | 20.3322
SGC Multifamily - Heating Zone 2 | Building must be certified under the Long Term Super Good Cents Program & Specifications | New Multifamily Buildings with Five or Dwelling Units w/Electric Heat | Heating Zone 2 | 165.32 | 0 | 0 | 70 | Deemed | 296.7213 | 319.3463 | 0.366 | 0.074958 | 0.51768 | 0 | 0 | 0.51768 | 0.71178 | 0.016474 | 0.097196 | 0.82545 | 0.30777 | 1.5945 | 0.178 | 0.2048 | 0.30007 | Increased comfort, reduced noise | Reduced environmental impacts from electricity generation | 0 | 0 | 0.51768 | 1.1226 | 0.60491 | 2.1685 | The Northwest Energy Efficiency Alliance has sponsored a market transformation program to increase the use of Energy Star windows (Class 35 & below). In some areas of the region the use of class 35 windows (required to meet the Long Term SGC specifications and both the site built and manufactured home weatherization program specifications exceeds 70%. | Savings assume that program is operated in accordance with existing Bonneville Power Administration Long Term Super Good Cents program specifications, including home qualification and quality assurance process. | 22.1282
SGC Multifamily - Heating Zone 1 | Building must be certified under the Long Term Super Good Cents Program & Specifications | New Multifamily Buildings with Five or Dwelling Units w/Electric Heat | Heating Zone 1 | 85.98 | 0 | 0 | 70 | Deemed | 150.8976 | 162.4035 | 0.366 | 0.03812 | 0.5294 | 0 | 0 | 0.5294 | 0.71178 | 0.016474 | 0.097196 | 0.82545 | 0.29605 | 1.5592 | 0.178 | 0.10415 | 0.30007 | Increased comfort, reduced noise | Reduced environmental impacts from electricity generation | 0 | 0 | 0.5294 | 1.1226 | 0.59318 | 2.1205 | The Northwest Energy Efficiency Alliance has sponsored a market transformation program to increase the use of Energy Star windows (Class 35 & below). In some areas of the region the use of class 35 windows (required to meet the Long Term SGC specifications and both the site built and manufactured home weatherization program specifications exceeds 70%. | Savings assume that program is operated in accordance with existing Bonneville Power Administration Long Term Super Good Cents program specifications, including home qualification and quality assurance process. | 22.6292
SGC Multifamily - Heating Zone 3 | Building must be certified under the Long Term Super Good Cents Program & Specifications | New Multifamily Buildings with Five or Dwelling Units w/Electric Heat | Heating Zone 3 | 252.97 | 0 | 0 | 70 | Deemed | 443.0306 | 476.8117 | 0.366 | 0.11192 | 0.53053 | 0 | 0 | 0.53053 | 0.71178 | 0.016474 | 0.097196 | 0.82545 | 0.29492 | 1.5559 | 0.178 | 0.30579 | 0.30007 | Increased comfort, reduced noise | Reduced environmental impacts from electricity generation | 0 | 0 | 0.53053 | 1.1226 | 0.59205 | 2.116 | The Northwest Energy Efficiency Alliance has sponsored a market transformation program to increase the use of Energy Star windows (Class 35 & below). In some areas of the region the use of class 35 windows (required to meet the Long Term SGC specifications and both the site built and manufactured home weatherization program specifications exceeds 70%. | Savings assume that program is operated in accordance with existing Bonneville Power Administration Long Term Super Good Cents program specifications, including home qualification and quality assurance process. | 22.6777
Note on A3: Tom Eckman: Description of conservation or renewable resource technology, measure or practice.
Note on B3: Tom Eckman: Description of program through which technology, measure or practice will be delivered, including reference to relevant quality assurance specifications
Note on C3: Tom Eckman: Sector, sub-sector and end-use affected (e.g. single family homes with electric heat
Note on D3: Tom Eckman: Climate zone or geographic area in the PNW
Note on E3: Tom Eckman: Total capital cost of technology, measure or practice. For conservation this cost is usually the incremental cost of the technology, measure or practice over the less efficient alternative.
Note on F3: Tom Eckman: Additional cost over the normal cost of operation and maintenance.
Note on G3: Tom Eckman: Present value of the incremental cost of periodic capital replacements needed to maintain technology, measure or practice, e.g. heat pump compressor replacements.
Note on H3: Tom Eckman: Expected service life of the technology, measure or practice
Note on I3: Tom Eckman: If savings are deemed, they can be claimed without further analysis or data. If savings are not deemed they must be estimated using either one of the RTF's "deemed" calculation methods and/or evaluation protocols.
Note on J3: Tom Eckman: Does not include transmission and distribution system line losses.
Note on K3: Tom Eckman: Includes transmission and distribution system line losses.
Note on L3: Tom Eckman: This is the ratio of the peak demand of individual or groups of end uses of electricity at the regional bulk power transmission system's time of peak demand to the end uses non-coincident peak demand. The Northwest's bulk power transmission system's peak usage occurs during the winter. Conservation measures and renewable resources that reduce demand on the bulk power transmission system during its time of maximum demand (e.g. space heating conservation savings) are more value than those that those that reduce demand during the summer (e.g. air conditioning conservation savings).
Note on M3: Tom Eckman: Bulk transmission peak KW reduction associated with technology, measure or practice
Note on N3: Tom Eckman: Present value of incremental cost when financed and amortized based on assumptions on ProData Tab
Note on O3: Tom Eckman: Present value of annual O&M when discounted at rate assumed on ProData Tab over Program Life. Includes PV of Periodic O&M.
Note on Q3: Tom Eckman: Sum of PV Incremental cost and incremental O&M cost.
Note on R3: Tom Eckman: Present value of avoided wholesale electricity supplies over the expected life of the technology, measure or practice.
Note on S3: Tom Eckman: Benefit assumes an avoided cost of $3.00 kW year for regional bulk transmission system captial cost deferral due to reduced peak kW demand.
Note on U3: Tom Eckman: Sum of the present value of all bulk power system benefits, plus Power Act's Conservation Credit, if appliable.
Note on V3: Tom Eckman: Present value of all bulk power system benefits minus present value of all costs associated with technology, measure or practice.
Note on W3: Tom Eckman: Ratio of all present value bulk power system benefits to the present value of all costs associated with technology, measure or practice. Ratio's less than one indicate that the technology, measure or practice is not cost-effective from the bulk power system's perspective.
Note on X3: Tom Eckman: This is the ratio of the average energy use per hour to the peak energy use per hour of individual or groups of end uses of electricity. End uses that have low load factors (e.g. air conditioning) require larger capital investments in distribution systems per unit of energy sold, because these end uses only operate during short periods of the year compared to end uses that have high load factors (e.g., refrigerators) which operating all year long.
Note on Y3: Tom Eckman: Reduction in local distribution system peak load resulting from installation of technology, measure or practice
Note on Z3: Tom Eckman: Present value cost of deferred capital expenditures for local distribution system
Note on AA3: Tom Eckman: Qualitative or quantitative estimate of end-user benefits, excluding electricity savings, e.g. gallons of water saved.
Note on AB3: Tom Eckman: Qualitative or quantitative estimate of any non-electric power system benefits associated with the technology, measure or practice, e.g. reduced wastewater treatment costs.
Note on AC3: Tom Eckman: Present value of any monetized non-electric power system benefits, e.g. reduced detergent costs.
Note on AD3: Tom Eckman: Present value of cost of carbon emissions, based on $15/ton.
Note on AE3: Tom Eckman: Total present value of all cost associated with the installation and maintenance of the technology, measure or practice over its expected life.
Note on AG3: Tom Eckman: Present value of all benefits associated with a technology, measure or practice, including non-power system benefits and environmental externalities benefits.
Note on AH3: Tom Eckman: Ratio of present value of total societal benefits to total societal costs of technology, measure or practice.
Note on AI3: Tom Eckman: Description of program and or activities that are associated with the technology, measure or practice, such as tax credits, Northwest Energy Efficiency Alliance market transformation programs.
Note on AJ3: Tom Eckman: Special notes regarding factors that might impact a particular technology, measure or practices cost, savings or use. For example, potential changes in federal standards or local codes or anticipated improvements in technology.

## ProData
Program Parameters |  | Sponsor Parameters
Program Life (yrs) | 70 |  |  | Spon 1 | Spon 2 | Spon 3 | Cust
Program Start Date | 2005 | Real AT Cost of Cap |  | 7% | 5% | 4% | 5%
Present Value Time Zero | 2000 | Financial Life (yrs) |  | 10 | 10 | 15 | 1
Cost Reference Yr | 2000 | Weight |  | 0% | 0% | 100%
Real Discount Rate | 4%
Inflation Rate (Currently NA) | 0% | Run Tabs: |  | TRUE
Capital Real Escalation Rt | 0% | MeasureTable | FALSE
Sponsor Share of First Cost | 100% | MFSGC | TRUE
Sponsor Share of Replace Cost | 0% | MFLow - 10920 | TRUE
Sponsor Share of O&M | 0% | MFLow - 12492 | TRUE
Last Sponsor O&M Yr | 70 | MFHigh | TRUE
Bulk Power T&D Loss Factor | 2.5% | Low Rise UA Optimizer | FALSE
Bulk Power T&D Credit ($/kw-yr) | 3 | Low Rise Cost-Effectiveness | FALSE
Local Power T&D Loss Factor | 5% | Low Rise Base Case | FALSE
Local Power T&D Credit ($/kw-yr) | 20 | High Rise Cost and Savings | FALSE
Externalities Credit (m/kwh) | 0 | High Rise MF Prototypes | FALSE
Regional Act C/E Credit (%) | 10%
Admin Cost (% of First Cost) | 20%
Cost Coeff of Variation | 25%
Marg Cost / Save Shape File | q:\te\New Plan\Residential Resource Assessment\MC_AND_LOADSHAPE.XLS
Electric Marginal Cost Tab | MidC_DraftPlan_122903
Savings Shape Tab | Conservation Load Shapes
Note on B7: Currently not used, Hardwired in code to zero until chance to fully implement.

## MFSGC
Data Set Name
Regional Average Multifamily Unit
Input Data | [7 empty] | Periodic O&M
Category Name | Measure Name | Savings (kwh/yr) | Phys Life (yrs) | Capital Cost ($) | Annual O&M ($) | Shape Pointer | Non-E Val ($/yr) | Cost 1 ($) | Period 1 | Cost 2 ($) | Period 2 | Cost 3 ($) | Period 3
SGC Multifamily - Heating Zone 1 | SGC - Heating Zone 1 | 130.3026 | 70 | 85.9765 | 0 | ResSHNEW | 0
SGC Multifamily - Heating Zone 2 | SGC - Heating Zone 2 | 251.156 | 70 | 165.3188 | 0 | ResSHNEW | 0
SGC Multifamily - Heating Zone 3 | SGC - Heating Zone 3 | 373.9748 | 70 | 252.9652 | 0 | ResSHNEW | 0
SGC Multifamily - PNW Average Climate | SGC - PNW Average Climate | 144.5524 | 70 | 85.9765 | 0 | ResSHNEW | 0
ProCost Results, Version 1.70a: JPH 03/07/01, 02:50 PM 2/29/2004
Measure Results (2000 $) |  | Measure Input Data | [7 empty] | Savings |  |  | PV Capital |  |  |  | PV O&M |  | Total PV Costs |  |  |  |  | Levelized Cost (mills/kwh) |  |  |  |  | PV Bulk Power System Benefits | [5 empty] | PV Regional Benefits
Category | Measure | Measure Life | Site Savings (kWh) | Capital Cost ($/unit) | Annual O&M Cost ($/unit) | PV Per. Repl. Cost ($/unit) | Load Shape | Div. Load Factor | Bulk Pwr Coin. Factor | Bulk Energy (kWh) | Bulk Demand (kw) | Local Demand (kW) | Spon 1 | Spon 2 | Spon 3 | Cust | Utility | Cust | Spon 1 | Spon 2 | Spon 3 | Cust | Total | Spon 1 | Spon 2 | Spon 3 | Cust | Total | Energy | Bulk T&D Def. Cap. | Act C-E Credit | Total System Benefit | Total non-Consumer Cost | Bulk System B/C Ratio | Local T&D Def.Cap. | Non-E Value | Exter-nalities | Total Regional Benefit | Total Regional Cost | Total Regional B/C Ratio
SGC Multifamily - Heating Zone 1 | SGC - Heating Zone 1 | 70 | 150.8976 | 85.98 | 0 | 0 | ResSHNEW | 0.178 | 0.366 | 162.4035 | 0.03812 | 0.10415 |  |  | 85.9765 | 0 | 0 | 0 | 0 | 0 | 85.9765 | 0 | 85.9765 | 0 | 0 | 22.6292 | 0 | 22.6292 | 115.5957 | 2.6754 | 15.7849 | 133.5796 | 85.9765 | 1.5537 | 48.7321 | 0 | 0 | 182.3117 | 85.9765 | 2.1205
SGC Multifamily - Heating Zone 2 | SGC - Heating Zone 2 | 70 | 296.7213 | 165.32 | 0 | 0 | ResSHNEW | 0.178 | 0.366 | 319.3463 | 0.074958 | 0.2048 |  |  | 165.3187 | 0 | 0 | 0 | 0 | 0 | 165.3187 | 0 | 165.3187 | 0 | 0 | 22.1282 | 0 | 22.1282 | 227.3046 | 5.2608 | 31.039 | 262.6677 | 165.3187 | 1.5889 | 95.8257 | 0 | 0 | 358.4933 | 165.3187 | 2.1685
SGC Multifamily - Heating Zone 3 | SGC - Heating Zone 3 | 70 | 443.0306 | 252.97 | 0 | 0 | ResSHNEW | 0.178 | 0.366 | 476.8117 | 0.11192 | 0.30579 |  |  | 252.9651 | 0 | 0 | 0 | 0 | 0 | 252.9651 | 0 | 252.9651 | 0 | 0 | 22.6777 | 0 | 22.6777 | 339.3854 | 7.8549 | 46.344 | 392.1855 | 252.9651 | 1.5504 | 143.076 | 0 | 0 | 535.2615 | 252.9651 | 2.116
SGC Multifamily - PNW Average Climate | SGC - PNW Average Climate | 70 | 167.9452 | 85.98 | 0 | 0 | ResSHNEW | 0.178 | 0.366 | 180.751 | 0.042427 | 0.11592 |  |  | 85.9765 | 0 | 0 | 0 | 0 | 0 | 85.9765 | 0 | 85.9765 | 0 | 0 | 20.3322 | 0 | 20.3322 | 128.6551 | 2.9776 | 17.5682 | 148.6707 | 85.9765 | 1.7292 | 54.2376 | 0 | 0 | 202.9083 | 85.9765 | 2.36
Category Totals (2000 $) |  | Savings Weighted Measure Data | [7 empty] | Savings |  |  | PV Costs |  |  |  | Lvl Cst | PV Bulk Power System Benefits | [5 empty] | PV Regional Benefits
| Category | Weighted Measure Life | Site Savings (kWh) | Capital Cost ($/unit) | Annual O&M Cost ($/unit) | Per. Repl. Cost ($/unit) | Load Shape | Weighted Load Factor | Weighted Coinc. Factor | Bulk Energy (kWh) | Bulk Demand (kw) | Local Demand (kW) | PV Capital | PV Annual O&M | PV Period. Repl. | PV Total Costs | Levelized Cost mills/kWh | Energy | Bulk T&D Def. Cap. | Act C-E Credit | Total System Benefit | Total non-Consumer Cost | Bulk System B/C Ratio | Local T&D Def.Cap. | Non-E Value | Exter-nalities | Total Regional Benefit | Total Regional Cost | Total Regional B/C Ratio
| SGC Multifamily - PNW Average Climate | 70 | 167.9452 | 85.98 | 0 | 0 |  | 0.178 | 0.366 | 180.751 | 0.042427 | 0.11592 | 85.9765 | 0 | 0 | 85.9765 | 20.3322 | 128.6551 | 2.9776 | 17.5682 | 148.6707 | 85.9765 | 1.7292 | 54.2376 | 0 | 0 | 202.9083 | 85.9765 | 2.36
| SGC Multifamily - Heating Zone 2 | 70 | 296.7213 | 165.32 | 0 | 0 |  | 0.178 | 0.366 | 319.3463 | 0.074958 | 0.2048 | 165.3187 | 0 | 0 | 165.3187 | 22.1282 | 227.3046 | 5.2608 | 31.039 | 262.6677 | 165.3187 | 1.5889 | 95.8257 | 0 | 0 | 358.4933 | 165.3187 | 2.1685
| SGC Multifamily - Heating Zone 1 | 70 | 150.8976 | 85.98 | 0 | 0 |  | 0.178 | 0.366 | 162.4035 | 0.03812 | 0.10415 | 85.9765 | 0 | 0 | 85.9765 | 22.6292 | 115.5957 | 2.6754 | 15.7849 | 133.5796 | 85.9765 | 1.5537 | 48.7321 | 0 | 0 | 182.3117 | 85.9765 | 2.1205
| SGC Multifamily - Heating Zone 3 | 70 | 443.0306 | 252.97 | 0 | 0 |  | 0.178 | 0.366 | 476.8117 | 0.11192 | 0.30579 | 252.9651 | 0 | 0 | 252.9651 | 22.6777 | 339.3854 | 7.8549 | 46.344 | 392.1855 | 252.9651 | 1.5504 | 143.076 | 0 | 0 | 535.2615 | 252.9651 | 2.116
Totals for Measures/Categories with Benefits Exceeding Costs
| Totals Basis | Busbar Savings | PV Cost | First Cost | Admin Cost | Program Cost | Program $/KWa | Levelized Cost | PV Benefits | B/C Ratio
| Measures with B/C>1.00 | 1139.3125 | 590.2368 | 590.24 | 118.0474 | 708.2842 | 5445.8887 | 26.5736 | 810.9409 | 1.1449
| Categories with B/C>1.00 | 0 | 0 | 0 | 0 | 0 | 0 | 0 | 810.9409 | 0
| % of Measures with B/C >1.00 | 1059.104 | 568.6731 | 568.6733 | 113.7347 | 682.4078 | 5644.292 | 27.5417 | 753.85 | 1.1047
| Block 1: x <=10 m/kWh | 0 | 0 | 0 | 0 | 0 | 0 | 0 | 0 | 0
| Block 2: 10< x <=20 m/kWh | 0 | 0 | 0 | 0 | 0 | 0 | 0 | 0 | 0
| Block 3: 20< x <=30 m/kWh | 1139.3125 | 590.2368 | 590.24 | 118.0474 | 708.2842 | 5445.8887 | 26.5736 | 810.9409 | 1.1449
| Block 4: 30< x <=40 m/kWh | 0 | 0 | 0 | 0 | 0 | 0 | 0 | 0 | 0
| Block 5: 40< x <=50 m/kWh | 0 | 0 | 0 | 0 | 0 | 0 | 0 | 0 | 0
| Block 6: 50< x <=60 m/kWh | 0 | 0 | 0 | 0 | 0 | 0 | 0 | 0 | 0
| Block 7: 60m/kWh < x | 0 | 0 | 0 | 0 | 0 | 0 | 0 | 0 | 0

## MFLow - 10920
Data Set Name
10920 SQFT Low-Rise Multifamily
12 Units @ 910 sq ft unit
Input Data | [7 empty] | Periodic O&M
Category Name | Measure Name | Savings (kwh/yr) | Phys Life (yrs) | Capital Cost ($) | Annual O&M ($) | Shape Pointer | Non-E Val ($/yr) | Cost 1 ($) | Period 1 | Cost 2 ($) | Period 2 | Cost 3 ($) | Period 3
WINDOW CL35 | WINDOW CL35 | 141.5834 | 70 | 70.4308 | 0 | ResSHNEW
FLOOR R30 STD | FLOOR R30 STD | 33.7251 | 70 | 18.2 | 0 | ResSHNEW
WALL R21 ADV | WALL R21 ADV | 32.5699 | 70 | 58.3277 | 0 | ResSHNEW
FLOOR R38 STD w/12"Truss | FLOOR R38 STD w/12"Truss | 58.5936 | 70 | 121.5015 | 0 | ResSHNEW
ATTIC R49 ADVrh | ATTIC R49 ADVrh | 78.7457 | 70 | 186.1688 | 0 | ResSHNEW
WINDOW CL30 | WINDOW CL30 | 130.2379 | 70 | 366.2404 | 0 | ResSHNEW
WINDOW CL25 | WINDOW CL25 | 126.108 | 70 | 391.2824 | 0 | ResSHNEW
VAULT R38 HD | VAULT R38 HD | 1.0281 | 70 | 3.7002 | 0 | ResSHNEW
WALL R21 STD+R5 | WALL R21 STD+R5 | 75.9414 | 70 | 332.4677 | 0 | ResSHNEW
WALL 8" SSPANEL | WALL 8" SSPANEL | 83.5107 | 70 | 454.9558 | 0 | ResSHNEW
ATTIC R60 ADVrh | ATTIC R60 ADVrh | 18.8435 | 70 | 106.9481 | 0 | ResSHNEW
WALL R33 DBL | WALL R33 DBL | 9.103 | 70 | 233.3107 | 0 | ResSHNEW
VAULT 10" SS Panel | VAULT 10" SS Panel | 0.13647 | 70 | 12.9055 | 0 | ResSHNEW
ProCost Results, Version 1.70a: JPH 03/07/01, 02:50 PM 2/29/2004
Measure Results (2000 $) |  | Measure Input Data | [7 empty] | Savings |  |  | PV Capital |  |  |  | PV O&M |  | Total PV Costs |  |  |  |  | Levelized Cost (mills/kwh) |  |  |  |  | PV Bulk Power System Benefits | [5 empty] | PV Regional Benefits
Category | Measure | Measure Life | Site Savings (kWh) | Capital Cost ($/unit) | Annual O&M Cost ($/unit) | PV Per. Repl. Cost ($/unit) | Load Shape | Div. Load Factor | Bulk Pwr Coin. Factor | Bulk Energy (kWh) | Bulk Demand (kw) | Local Demand (kW) | Spon 1 | Spon 2 | Spon 3 | Cust | Utility | Cust | Spon 1 | Spon 2 | Spon 3 | Cust | Total | Spon 1 | Spon 2 | Spon 3 | Cust | Total | Energy | Bulk T&D Def. Cap. | Act C-E Credit | Total System Benefit | Total non-Consumer Cost | Bulk System B/C Ratio | Local T&D Def.Cap. | Non-E Value | Exter-nalities | Total Regional Benefit | Total Regional Cost | Total Regional B/C Ratio
WINDOW CL35 | WINDOW CL35 | 70 | 141.5834 | 70.43 | 0 | 0 | ResSHNEW | 0.178 | 0.366 | 152.3791 | 0.035767 | 0.097724 |  |  | 70.4308 | 0 | 0 | 0 | 0 | 0 | 70.4308 | 0 | 70.4308 | 0 | 0 | 19.7571 | 0 | 19.7571 | 108.4605 | 2.5103 | 14.8106 | 125.3343 | 70.4308 | 1.7795 | 45.7241 | 0 | 0 | 171.0585 | 70.4308 | 2.4287
FLOOR R30 STD | FLOOR R30 STD | 70 | 33.7251 | 18.2 | 0 | 0 | ResSHNEW | 0.178 | 0.366 | 36.2967 | 0.0085197 | 0.023278 |  |  | 18.2 | 0 | 0 | 0 | 0 | 0 | 18.2 | 0 | 18.2 | 0 | 0 | 21.4334 | 0 | 21.4334 | 25.8353 | 0.59794 | 3.5279 | 29.8546 | 18.2 | 1.6404 | 10.8915 | 0 | 0 | 40.7461 | 18.2 | 2.2388
WALL R21 ADV | WALL R21 ADV | 70 | 32.5699 | 58.33 | 0 | 0 | ResSHNEW | 0.178 | 0.366 | 35.0534 | 0.0082279 | 0.022481 |  |  | 58.3277 | 0 | 0 | 0 | 0 | 0 | 58.3277 | 0 | 58.3277 | 0 | 0 | 71.1264 | 0 | 71.1264 | 24.9503 | 0.57746 | 3.407 | 28.832 | 58.3277 | 0.49431 | 10.5184 | 0 | 0 | 39.3504 | 58.3277 | 0.67464
FLOOR R38 STD w/12"Truss | FLOOR R38 STD w/12"Truss | 70 | 58.5936 | 121.5 | 0 | 0 | ResSHNEW | 0.178 | 0.366 | 63.0614 | 0.014802 | 0.040443 |  |  | 121.5015 | 0 | 0 | 0 | 0 | 0 | 121.5015 | 0 | 121.5015 | 0 | 0 | 82.3577 | 0 | 82.3577 | 44.8859 | 1.0389 | 6.1293 | 51.869 | 121.5015 | 0.4269 | 18.9227 | 0 | 0 | 70.7917 | 121.5015 | 0.58264
ATTIC R49 ADVrh | ATTIC R49 ADVrh | 70 | 78.7457 | 186.17 | 0 | 0 | ResSHNEW | 0.178 | 0.366 | 84.7501 | 0.019893 | 0.054352 |  |  | 186.1687 | 0 | 0 | 0 | 0 | 0 | 186.1687 | 0 | 186.1687 | 0 | 0 | 93.8972 | 0 | 93.8972 | 60.3235 | 1.3962 | 8.2373 | 69.7084 | 186.1687 | 0.37444 | 25.4308 | 0 | 0 | 95.1392 | 186.1687 | 0.51104
WINDOW CL30 | WINDOW CL30 | 70 | 130.2379 | 366.24 | 0 | 0 | ResSHNEW | 0.178 | 0.366 | 140.1685 | 0.032901 | 0.089893 |  |  | 366.2403 | 0 | 0 | 0 | 0 | 0 | 366.2403 | 0 | 366.2403 | 0 | 0 | 111.6867 | 0 | 111.6867 | 99.7693 | 2.3091 | 13.6238 | 115.291 | 366.2403 | 0.3148 | 42.0601 | 0 | 0 | 157.3511 | 366.2403 | 0.42964
WINDOW CL25 | WINDOW CL25 | 70 | 126.108 | 391.28 | 0 | 0 | ResSHNEW | 0.178 | 0.366 | 135.7238 | 0.031858 | 0.087043 |  |  | 391.2823 | 0 | 0 | 0 | 0 | 0 | 391.2823 | 0 | 391.2823 | 0 | 0 | 123.2311 | 0 | 123.2311 | 96.6056 | 2.2359 | 13.1917 | 111.635 | 391.2823 | 0.28531 | 40.7264 | 0 | 0 | 152.3614 | 391.2823 | 0.38939
VAULT R38 HD | VAULT R38 HD | 70 | 1.0281 | 3.7 | 0 | 0 | ResSHNEW | 0.178 | 0.366 | 1.1065 | 0.00025973 | 0.00070964 |  |  | 3.7002 | 0 | 0 | 0 | 0 | 0 | 3.7002 | 0 | 3.7002 | 0 | 0 | 142.9375 | 0 | 142.9375 | 0.78761 | 0.018229 | 0.10755 | 0.91014 | 3.7002 | 0.24597 | 0.33204 | 0 | 0 | 1.2422 | 3.7002 | 0.33571
WALL R21 STD+R5 | WALL R21 STD+R5 | 70 | 75.9414 | 332.47 | 0 | 0 | ResSHNEW | 0.178 | 0.366 | 81.732 | 0.019184 | 0.052416 |  |  | 332.4676 | 0 | 0 | 0 | 0 | 0 | 332.4676 | 0 | 332.4676 | 0 | 0 | 173.8775 | 0 | 173.8775 | 58.1753 | 1.3464 | 7.944 | 67.2259 | 332.4676 | 0.2022 | 24.5252 | 0 | 0 | 91.7511 | 332.4676 | 0.27597
WALL 8" SSPANEL | WALL 8" SSPANEL | 70 | 83.5107 | 454.96 | 0 | 0 | ResSHNEW | 0.178 | 0.366 | 89.8784 | 0.021097 | 0.057641 |  |  | 454.9556 | 0 | 0 | 0 | 0 | 0 | 454.9556 | 0 | 454.9556 | 0 | 0 | 216.3714 | 0 | 216.3714 | 63.9737 | 1.4806 | 8.7358 | 73.9264 | 454.9556 | 0.16249 | 26.9696 | 0 | 0 | 100.8961 | 454.9556 | 0.22177
ATTIC R60 ADVrh | ATTIC R60 ADVrh | 70 | 18.8435 | 106.95 | 0 | 0 | ResSHNEW | 0.178 | 0.366 | 20.2803 | 0.0047603 | 0.013006 |  |  | 106.9481 | 0 | 0 | 0 | 0 | 0 | 106.9481 | 0 | 106.9481 | 0 | 0 | 225.4155 | 0 | 225.4154 | 14.4352 | 0.33409 | 1.9712 | 16.6809 | 106.9481 | 0.15597 | 6.0855 | 0 | 0 | 22.7664 | 106.9481 | 0.21287
WALL R33 DBL | WALL R33 DBL | 70 | 9.103 | 233.31 | 0 | 0 | ResSHNEW | 0.178 | 0.366 | 9.7971 | 0.0022996 | 0.0062831 |  |  | 233.3106 | 0 | 0 | 0 | 0 | 0 | 233.3106 | 0 | 233.3106 | 0 | 0 | 1017.9413 | 0 | 1017.9413 | 6.9734 | 0.16139 | 0.95223 | 8.0583 | 233.3106 | 0.034539 | 2.9398 | 0 | 0 | 10.9981 | 233.3106 | 0.047139
VAULT 10" SS Panel | VAULT 10" SS Panel | 70 | 0.13647 | 12.91 | 0 | 0 | ResSHNEW | 0.178 | 0.366 | 0.14688 | 3.4475e-05 | 9.4195e-05 |  |  | 12.9055 | 0 | 0 | 0 | 0 | 0 | 12.9055 | 0 | 12.9055 | 0 | 0 | 3755.8467 | 0 | 3755.8468 | 0.10454 | 0.0024196 | 0.014276 | 0.12081 | 12.9055 | 0.009361 | 0.044073 | 0 | 0 | 0.16488 | 12.9055 | 0.012776
Category Totals (2000 $) |  | Savings Weighted Measure Data | [7 empty] | Savings |  |  | PV Costs |  |  |  | Lvl Cst | PV Bulk Power System Benefits | [5 empty] | PV Regional Benefits
| Category | Weighted Measure Life | Site Savings (kWh) | Capital Cost ($/unit) | Annual O&M Cost ($/unit) | Per. Repl. Cost ($/unit) | Load Shape | Weighted Load Factor | Weighted Coinc. Factor | Bulk Energy (kWh) | Bulk Demand (kw) | Local Demand (kW) | PV Capital | PV Annual O&M | PV Period. Repl. | PV Total Costs | Levelized Cost mills/kWh | Energy | Bulk T&D Def. Cap. | Act C-E Credit | Total System Benefit | Total non-Consumer Cost | Bulk System B/C Ratio | Local T&D Def.Cap. | Non-E Value | Exter-nalities | Total Regional Benefit | Total Regional Cost | Total Regional B/C Ratio
| WINDOW CL35 | 70 | 141.5834 | 70.43 | 0 | 0 |  | 0.178 | 0.366 | 152.3791 | 0.035767 | 0.097724 | 70.4308 | 0 | 0 | 70.4308 | 19.7571 | 108.4605 | 2.5103 | 14.8106 | 125.3343 | 70.4308 | 1.7795 | 45.7241 | 0 | 0 | 171.0585 | 70.4308 | 2.4287
| FLOOR R30 STD | 70 | 33.7251 | 18.2 | 0 | 0 |  | 0.178 | 0.366 | 36.2967 | 0.0085197 | 0.023278 | 18.2 | 0 | 0 | 18.2 | 21.4334 | 25.8353 | 0.59794 | 3.5279 | 29.8546 | 18.2 | 1.6404 | 10.8915 | 0 | 0 | 40.7461 | 18.2 | 2.2388
| WALL R21 ADV | 70 | 32.5699 | 58.33 | 0 | 0 |  | 0.178 | 0.366 | 35.0534 | 0.0082279 | 0.022481 | 58.3277 | 0 | 0 | 58.3277 | 71.1264 | 24.9503 | 0.57746 | 3.407 | 28.832 | 58.3277 | 0.49431 | 10.5184 | 0 | 0 | 39.3504 | 58.3277 | 0.67464
| FLOOR R38 STD w/12"Truss | 70 | 58.5936 | 121.5 | 0 | 0 |  | 0.178 | 0.366 | 63.0614 | 0.014802 | 0.040443 | 121.5015 | 0 | 0 | 121.5015 | 82.3577 | 44.8859 | 1.0389 | 6.1293 | 51.869 | 121.5015 | 0.4269 | 18.9227 | 0 | 0 | 70.7917 | 121.5015 | 0.58264
| ATTIC R49 ADVrh | 70 | 78.7457 | 186.17 | 0 | 0 |  | 0.178 | 0.366 | 84.7501 | 0.019893 | 0.054352 | 186.1687 | 0 | 0 | 186.1687 | 93.8972 | 60.3235 | 1.3962 | 8.2373 | 69.7084 | 186.1687 | 0.37444 | 25.4308 | 0 | 0 | 95.1392 | 186.1687 | 0.51104
| WINDOW CL30 | 70 | 130.2379 | 366.24 | 0 | 0 |  | 0.178 | 0.366 | 140.1685 | 0.032901 | 0.089893 | 366.2403 | 0 | 0 | 366.2403 | 111.6867 | 99.7693 | 2.3091 | 13.6238 | 115.291 | 366.2403 | 0.3148 | 42.0601 | 0 | 0 | 157.3511 | 366.2403 | 0.42964
| WINDOW CL25 | 70 | 126.108 | 391.28 | 0 | 0 |  | 0.178 | 0.366 | 135.7238 | 0.031858 | 0.087043 | 391.2823 | 0 | 0 | 391.2823 | 123.2311 | 96.6056 | 2.2359 | 13.1917 | 111.635 | 391.2823 | 0.28531 | 40.7264 | 0 | 0 | 152.3614 | 391.2823 | 0.38939
| VAULT R38 HD | 70 | 1.0281 | 3.7 | 0 | 0 |  | 0.178 | 0.366 | 1.1065 | 0.00025973 | 0.00070964 | 3.7002 | 0 | 0 | 3.7002 | 142.9375 | 0.78761 | 0.018229 | 0.10755 | 0.91014 | 3.7002 | 0.24597 | 0.33204 | 0 | 0 | 1.2422 | 3.7002 | 0.33571
| WALL R21 STD+R5 | 70 | 75.9414 | 332.47 | 0 | 0 |  | 0.178 | 0.366 | 81.732 | 0.019184 | 0.052416 | 332.4676 | 0 | 0 | 332.4676 | 173.8775 | 58.1753 | 1.3464 | 7.944 | 67.2259 | 332.4676 | 0.2022 | 24.5252 | 0 | 0 | 91.7511 | 332.4676 | 0.27597
| WALL 8" SSPANEL | 70 | 83.5107 | 454.96 | 0 | 0 |  | 0.178 | 0.366 | 89.8784 | 0.021097 | 0.057641 | 454.9556 | 0 | 0 | 454.9556 | 216.3714 | 63.9737 | 1.4806 | 8.7358 | 73.9264 | 454.9556 | 0.16249 | 26.9696 | 0 | 0 | 100.8961 | 454.9556 | 0.22177
| ATTIC R60 ADVrh | 70 | 18.8435 | 106.95 | 0 | 0 |  | 0.178 | 0.366 | 20.2803 | 0.0047603 | 0.013006 | 106.9481 | 0 | 0 | 106.9481 | 225.4155 | 14.4352 | 0.33409 | 1.9712 | 16.6809 | 106.9481 | 0.15597 | 6.0855 | 0 | 0 | 22.7664 | 106.9481 | 0.21287
| WALL R33 DBL | 70 | 9.103 | 233.31 | 0 | 0 |  | 0.178 | 0.366 | 9.7971 | 0.0022996 | 0.0062831 | 233.3106 | 0 | 0 | 233.3106 | 1017.9413 | 6.9734 | 0.16139 | 0.95223 | 8.0583 | 233.3106 | 0.034539 | 2.9398 | 0 | 0 | 10.9981 | 233.3106 | 0.047139
| VAULT 10" SS Panel | 70 | 0.13647 | 12.91 | 0 | 0 |  | 0.178 | 0.366 | 0.14688 | 3.4475e-05 | 9.4195e-05 | 12.9055 | 0 | 0 | 12.9055 | 3755.8468 | 0.10454 | 0.0024196 | 0.014276 | 0.12081 | 12.9055 | 0.009361 | 0.044073 | 0 | 0 | 0.16488 | 12.9055 | 0.012776
Totals for Measures/Categories with Benefits Exceeding Costs
| Totals Basis | Busbar Savings | PV Cost | First Cost | Admin Cost | Program Cost | Program $/KWa | Levelized Cost | PV Benefits | B/C Ratio
| Measures with B/C>1.00 | 188.6758 | 88.6308 | 88.63 | 17.7262 | 106.3569 | 4938.0308 | 24.0955 | 134.2958 | 1.2627
| Categories with B/C>1.00 | 0 | 0 | 0 | 0 | 0 | 0 | 0 | 605.28 | 0
| % of Measures with B/C >1.00 | 186.1832 | 417.8506 | 417.8508 | 83.5702 | 501.4208 | 23592.0605 | 115.1192 | 132.5217 | 0.26429
| Block 1: x <=10 m/kWh | 0 | 0 | 0 | 0 | 0 | 0 | 0 | 0 | 0
| Block 2: 10< x <=20 m/kWh | 0 | 0 | 0 | 0 | 0 | 0 | 0 | 0 | 0
| Block 3: 20< x <=30 m/kWh | 188.6758 | 88.6308 | 88.63 | 17.7262 | 106.3569 | 4938.0308 | 24.0955 | 134.2958 | 1.2627
| Block 4: 30< x <=40 m/kWh | 0 | 0 | 0 | 0 | 0 | 0 | 0 | 0 | 0
| Block 5: 40< x <=50 m/kWh | 0 | 0 | 0 | 0 | 0 | 0 | 0 | 0 | 0
| Block 6: 50< x <=60 m/kWh | 0 | 0 | 0 | 0 | 0 | 0 | 0 | 0 | 0
| Block 7: 60m/kWh < x | 661.6983 | 2267.8079 | 2267.81 | 453.5618 | 2721.3697 | 36027.293 | 175.7978 | 470.9842 | 0.17307

## MFLow - 12492
Data Set Name
12492 SQFT Low-Rise Multifamily
12 Units @ 1041 sq ft unit
Input Data | [7 empty] | Periodic O&M
Category Name | Measure Name | Savings (kwh/yr) | Phys Life (yrs) | Capital Cost ($) | Annual O&M ($) | Shape Pointer | Non-E Val ($/yr) | Cost 1 ($) | Period 1 | Cost 2 ($) | Period 2 | Cost 3 ($) | Period 3
WINDOW CL35 | WINDOW CL35 | 185.2891 | 70 | 84.784 | 0 | ResSHNEW
SLAB R10-FULL | SLAB R10-FULL | 84.2069 | 70 | 114.9888 | 0 | ResSHNEW
WALL R21 ADV | WALL R21 ADV | 61.9889 | 70 | 100.8186 | 0 | ResSHNEW
ATTIC R49 ADVrh | ATTIC R49 ADVrh | 91.7945 | 70 | 194.3036 | 0 | ResSHNEW
WINDOW CL30 | WINDOW CL30 | 178.244 | 70 | 440.877 | 0 | ResSHNEW
WINDOW CL25 | WINDOW CL25 | 175.7206 | 70 | 471.0225 | 0 | ResSHNEW
VAULT R38 HD | VAULT R38 HD | 1.2687 | 70 | 3.8522 | 0 | ResSHNEW
WALL R21 STD+R5 | WALL R21 STD+R5 | 152.9675 | 70 | 574.6659 | 0 | ResSHNEW
WALL 8" SSPANEL | WALL 8" SSPANEL | 164.8794 | 70 | 786.385 | 0 | ResSHNEW
ATTIC R60 ADVrh | ATTIC R60 ADVrh | 22.0565 | 70 | 111.6212 | 0 | ResSHNEW
WALL R33 DBL | WALL R33 DBL | 17.9297 | 70 | 403.2743 | 0 | ResSHNEW
VAULT 10" SS Panel | VAULT 10" SS Panel | 0.16709 | 70 | 13.4359 | 0 | ResSHNEW
ProCost Results, Version 1.70a: JPH 03/07/01, 02:50 PM 2/29/2004
Measure Results (2000 $) |  | Measure Input Data | [7 empty] | Savings |  |  | PV Capital |  |  |  | PV O&M |  | Total PV Costs |  |  |  |  | Levelized Cost (mills/kwh) |  |  |  |  | PV Bulk Power System Benefits | [5 empty] | PV Regional Benefits
Category | Measure | Measure Life | Site Savings (kWh) | Capital Cost ($/unit) | Annual O&M Cost ($/unit) | PV Per. Repl. Cost ($/unit) | Load Shape | Div. Load Factor | Bulk Pwr Coin. Factor | Bulk Energy (kWh) | Bulk Demand (kw) | Local Demand (kW) | Spon 1 | Spon 2 | Spon 3 | Cust | Utility | Cust | Spon 1 | Spon 2 | Spon 3 | Cust | Total | Spon 1 | Spon 2 | Spon 3 | Cust | Total | Energy | Bulk T&D Def. Cap. | Act C-E Credit | Total System Benefit | Total non-Consumer Cost | Bulk System B/C Ratio | Local T&D Def.Cap. | Non-E Value | Exter-nalities | Total Regional Benefit | Total Regional Cost | Total Regional B/C Ratio
WINDOW CL35 | WINDOW CL35 | 70 | 185.2891 | 84.78 | 0 | 0 | ResSHNEW | 0.178 | 0.366 | 199.4174 | 0.046808 | 0.12789 |  |  | 84.784 | 0 | 0 | 0 | 0 | 0 | 84.784 | 0 | 84.784 | 0 | 0 | 18.1734 | 0 | 18.1734 | 141.9415 | 3.2852 | 19.3825 | 164.0241 | 84.784 | 1.9346 | 59.8388 | 0 | 0 | 223.8629 | 84.784 | 2.6404
SLAB R10-FULL | SLAB R10-FULL | 70 | 84.2069 | 114.99 | 0 | 0 | ResSHNEW | 0.178 | 0.366 | 90.6277 | 0.021272 | 0.058122 |  |  | 114.9888 | 0 | 0 | 0 | 0 | 0 | 114.9888 | 0 | 114.9888 | 0 | 0 | 54.2351 | 0 | 54.2351 | 64.5071 | 1.493 | 8.8086 | 74.5428 | 114.9888 | 0.64826 | 27.1945 | 0 | 0 | 101.7373 | 114.9888 | 0.88476
WALL R21 ADV | WALL R21 ADV | 70 | 61.9889 | 100.82 | 0 | 0 | ResSHNEW | 0.178 | 0.366 | 66.7155 | 0.01566 | 0.042786 |  |  | 100.8186 | 0 | 0 | 0 | 0 | 0 | 100.8186 | 0 | 100.8186 | 0 | 0 | 64.5951 | 0 | 64.5951 | 47.4868 | 1.0991 | 6.4845 | 54.8746 | 100.8186 | 0.54429 | 20.0192 | 0 | 0 | 74.8939 | 100.8186 | 0.74286
ATTIC R49 ADVrh | ATTIC R49 ADVrh | 70 | 91.7945 | 194.3 | 0 | 0 | ResSHNEW | 0.178 | 0.366 | 98.7939 | 0.023189 | 0.063359 |  |  | 194.3035 | 0 | 0 | 0 | 0 | 0 | 194.3035 | 0 | 194.3035 | 0 | 0 | 84.0691 | 0 | 84.0691 | 70.3196 | 1.6275 | 9.6023 | 81.2596 | 194.3035 | 0.41821 | 29.6449 | 0 | 0 | 110.9045 | 194.3035 | 0.57078
WINDOW CL30 | WINDOW CL30 | 70 | 178.244 | 440.88 | 0 | 0 | ResSHNEW | 0.178 | 0.366 | 191.8351 | 0.045028 | 0.12303 |  |  | 440.8768 | 0 | 0 | 0 | 0 | 0 | 440.8768 | 0 | 440.8768 | 0 | 0 | 98.237 | 0 | 98.237 | 136.5446 | 3.1602 | 18.6455 | 157.7876 | 440.8768 | 0.35789 | 57.5636 | 0 | 0 | 215.3512 | 440.8768 | 0.48846
WINDOW CL25 | WINDOW CL25 | 70 | 175.7206 | 471.02 | 0 | 0 | ResSHNEW | 0.178 | 0.366 | 189.1193 | 0.044391 | 0.12129 |  |  | 471.0223 | 0 | 0 | 0 | 0 | 0 | 471.0223 | 0 | 471.0223 | 0 | 0 | 106.4613 | 0 | 106.4613 | 134.6115 | 3.1155 | 18.3815 | 155.5537 | 471.0223 | 0.33025 | 56.7487 | 0 | 0 | 212.3024 | 471.0223 | 0.45073
VAULT R38 HD | VAULT R38 HD | 70 | 1.2687 | 3.85 | 0 | 0 | ResSHNEW | 0.178 | 0.366 | 1.3655 | 0.00032051 | 0.00087572 |  |  | 3.8522 | 0 | 0 | 0 | 0 | 0 | 3.8522 | 0 | 3.8522 | 0 | 0 | 120.5889 | 0 | 120.5889 | 0.97193 | 0.022495 | 0.13272 | 1.1231 | 3.8522 | 0.29156 | 0.40974 | 0 | 0 | 1.5329 | 3.8522 | 0.39792
WALL R21 STD+R5 | WALL R21 STD+R5 | 70 | 152.9675 | 574.67 | 0 | 0 | ResSHNEW | 0.178 | 0.366 | 164.6312 | 0.038643 | 0.10558 |  |  | 574.6657 | 0 | 0 | 0 | 0 | 0 | 574.6657 | 0 | 574.6657 | 0 | 0 | 149.2069 | 0 | 149.2069 | 117.1814 | 2.7121 | 16.0014 | 135.4119 | 574.6657 | 0.23564 | 49.4006 | 0 | 0 | 184.8125 | 574.6657 | 0.3216
WALL 8" SSPANEL | WALL 8" SSPANEL | 70 | 164.8794 | 786.39 | 0 | 0 | ResSHNEW | 0.178 | 0.366 | 177.4515 | 0.041652 | 0.1138 |  |  | 786.3847 | 0 | 0 | 0 | 0 | 0 | 786.3847 | 0 | 786.3847 | 0 | 0 | 189.4268 | 0 | 189.4268 | 126.3066 | 2.9233 | 17.2475 | 145.9568 | 786.3847 | 0.1856 | 53.2475 | 0 | 0 | 199.2043 | 786.3847 | 0.25332
ATTIC R60 ADVrh | ATTIC R60 ADVrh | 70 | 22.0565 | 111.62 | 0 | 0 | ResSHNEW | 0.178 | 0.366 | 23.7383 | 0.0055719 | 0.015224 |  |  | 111.6212 | 0 | 0 | 0 | 0 | 0 | 111.6212 | 0 | 111.6212 | 0 | 0 | 200.9942 | 0 | 200.9943 | 16.8964 | 0.39106 | 2.3073 | 19.5251 | 111.6212 | 0.17492 | 7.1231 | 0 | 0 | 26.6482 | 111.6212 | 0.23874
WALL R33 DBL | WALL R33 DBL | 70 | 17.9297 | 403.27 | 0 | 0 | ResSHNEW | 0.178 | 0.366 | 19.2968 | 0.0045294 | 0.012375 |  |  | 403.2741 | 0 | 0 | 0 | 0 | 0 | 403.2741 | 0 | 403.2741 | 0 | 0 | 893.3077 | 0 | 893.3076 | 13.7351 | 0.31789 | 1.8756 | 15.8719 | 403.2741 | 0.039358 | 5.7904 | 0 | 0 | 21.6623 | 403.2741 | 0.053716
VAULT 10" SS Panel | VAULT 10" SS Panel | 70 | 0.16709 | 13.44 | 0 | 0 | ResSHNEW | 0.178 | 0.366 | 0.17984 | 4.2212e-05 | 0.00011533 |  |  | 13.4359 | 0 | 0 | 0 | 0 | 0 | 13.4359 | 0 | 13.4359 | 0 | 0 | 3193.5789 | 0 | 3193.5788 | 0.128 | 0.0029626 | 0.017479 | 0.14792 | 13.4359 | 0.011009 | 0.053963 | 0 | 0 | 0.20188 | 13.4359 | 0.015025
Category Totals (2000 $) |  | Savings Weighted Measure Data | [7 empty] | Savings |  |  | PV Costs |  |  |  | Lvl Cst | PV Bulk Power System Benefits | [5 empty] | PV Regional Benefits
| Category | Weighted Measure Life | Site Savings (kWh) | Capital Cost ($/unit) | Annual O&M Cost ($/unit) | Per. Repl. Cost ($/unit) | Load Shape | Weighted Load Factor | Weighted Coinc. Factor | Bulk Energy (kWh) | Bulk Demand (kw) | Local Demand (kW) | PV Capital | PV Annual O&M | PV Period. Repl. | PV Total Costs | Levelized Cost mills/kWh | Energy | Bulk T&D Def. Cap. | Act C-E Credit | Total System Benefit | Total non-Consumer Cost | Bulk System B/C Ratio | Local T&D Def.Cap. | Non-E Value | Exter-nalities | Total Regional Benefit | Total Regional Cost | Total Regional B/C Ratio
| WINDOW CL35 | 70 | 185.2891 | 84.78 | 0 | 0 |  | 0.178 | 0.366 | 199.4174 | 0.046808 | 0.12789 | 84.784 | 0 | 0 | 84.784 | 18.1734 | 141.9415 | 3.2852 | 19.3825 | 164.0241 | 84.784 | 1.9346 | 59.8388 | 0 | 0 | 223.8629 | 84.784 | 2.6404
| SLAB R10-FULL | 70 | 84.2069 | 114.99 | 0 | 0 |  | 0.178 | 0.366 | 90.6277 | 0.021272 | 0.058122 | 114.9888 | 0 | 0 | 114.9888 | 54.2351 | 64.5071 | 1.493 | 8.8086 | 74.5428 | 114.9888 | 0.64826 | 27.1945 | 0 | 0 | 101.7373 | 114.9888 | 0.88476
| WALL R21 ADV | 70 | 61.9889 | 100.82 | 0 | 0 |  | 0.178 | 0.366 | 66.7155 | 0.01566 | 0.042786 | 100.8186 | 0 | 0 | 100.8186 | 64.5951 | 47.4868 | 1.0991 | 6.4845 | 54.8746 | 100.8186 | 0.54429 | 20.0192 | 0 | 0 | 74.8939 | 100.8186 | 0.74286
| ATTIC R49 ADVrh | 70 | 91.7945 | 194.3 | 0 | 0 |  | 0.178 | 0.366 | 98.7939 | 0.023189 | 0.063359 | 194.3035 | 0 | 0 | 194.3035 | 84.0691 | 70.3196 | 1.6275 | 9.6023 | 81.2596 | 194.3035 | 0.41821 | 29.6449 | 0 | 0 | 110.9045 | 194.3035 | 0.57078
| WINDOW CL30 | 70 | 178.244 | 440.88 | 0 | 0 |  | 0.178 | 0.366 | 191.8351 | 0.045028 | 0.12303 | 440.8768 | 0 | 0 | 440.8768 | 98.237 | 136.5446 | 3.1602 | 18.6455 | 157.7876 | 440.8768 | 0.35789 | 57.5636 | 0 | 0 | 215.3512 | 440.8768 | 0.48846
| WINDOW CL25 | 70 | 175.7206 | 471.02 | 0 | 0 |  | 0.178 | 0.366 | 189.1193 | 0.044391 | 0.12129 | 471.0223 | 0 | 0 | 471.0223 | 106.4613 | 134.6115 | 3.1155 | 18.3815 | 155.5537 | 471.0223 | 0.33025 | 56.7487 | 0 | 0 | 212.3024 | 471.0223 | 0.45073
| VAULT R38 HD | 70 | 1.2687 | 3.85 | 0 | 0 |  | 0.178 | 0.366 | 1.3655 | 0.00032051 | 0.00087572 | 3.8522 | 0 | 0 | 3.8522 | 120.5889 | 0.97193 | 0.022495 | 0.13272 | 1.1231 | 3.8522 | 0.29156 | 0.40974 | 0 | 0 | 1.5329 | 3.8522 | 0.39792
| WALL R21 STD+R5 | 70 | 152.9675 | 574.67 | 0 | 0 |  | 0.178 | 0.366 | 164.6312 | 0.038643 | 0.10558 | 574.6657 | 0 | 0 | 574.6657 | 149.2069 | 117.1814 | 2.7121 | 16.0014 | 135.4119 | 574.6657 | 0.23564 | 49.4006 | 0 | 0 | 184.8125 | 574.6657 | 0.3216
| WALL 8" SSPANEL | 70 | 164.8794 | 786.39 | 0 | 0 |  | 0.178 | 0.366 | 177.4515 | 0.041652 | 0.1138 | 786.3847 | 0 | 0 | 786.3847 | 189.4268 | 126.3066 | 2.9233 | 17.2475 | 145.9568 | 786.3847 | 0.1856 | 53.2475 | 0 | 0 | 199.2043 | 786.3847 | 0.25332
| ATTIC R60 ADVrh | 70 | 22.0565 | 111.62 | 0 | 0 |  | 0.178 | 0.366 | 23.7383 | 0.0055719 | 0.015224 | 111.6212 | 0 | 0 | 111.6212 | 200.9942 | 16.8964 | 0.39106 | 2.3073 | 19.5251 | 111.6212 | 0.17492 | 7.1231 | 0 | 0 | 26.6482 | 111.6212 | 0.23874
| WALL R33 DBL | 70 | 17.9297 | 403.27 | 0 | 0 |  | 0.178 | 0.366 | 19.2968 | 0.0045294 | 0.012375 | 403.2741 | 0 | 0 | 403.2741 | 893.3076 | 13.7351 | 0.31789 | 1.8756 | 15.8719 | 403.2741 | 0.039358 | 5.7904 | 0 | 0 | 21.6623 | 403.2741 | 0.053716
| VAULT 10" SS Panel | 70 | 0.16709 | 13.44 | 0 | 0 |  | 0.178 | 0.366 | 0.17984 | 4.2212e-05 | 0.00011533 | 13.4359 | 0 | 0 | 13.4359 | 3193.5788 | 0.128 | 0.0029626 | 0.017479 | 0.14792 | 13.4359 | 0.011009 | 0.053963 | 0 | 0 | 0.20188 | 13.4359 | 0.015025
Totals for Measures/Categories with Benefits Exceeding Costs
| Totals Basis | Busbar Savings | PV Cost | First Cost | Admin Cost | Program Cost | Program $/KWa | Levelized Cost | PV Benefits | B/C Ratio
| Measures with B/C>1.00 | 199.4174 | 84.784 | 84.78 | 16.9568 | 101.7408 | 4469.2642 | 21.8081 | 141.9415 | 1.3951
| Categories with B/C>1.00 | 0 | 0 | 0 | 0 | 0 | 0 | 0 | 870.6305 | 0
| % of Measures with B/C >1.00 | 205.1341 | 607.9009 | 607.9011 | 121.5802 | 729.4811 | 31151.5996 | 152.0065 | 146.0105 | 0.20016
| Block 1: x <=10 m/kWh | 0 | 0 | 0 | 0 | 0 | 0 | 0 | 0 | 0
| Block 2: 10< x <=20 m/kWh | 0 | 0 | 0 | 0 | 0 | 0 | 0 | 0 | 0
| Block 3: 20< x <=30 m/kWh | 199.4174 | 84.784 | 84.78 | 16.9568 | 101.7408 | 4469.2642 | 21.8081 | 141.9415 | 1.3951
| Block 4: 30< x <=40 m/kWh | 0 | 0 | 0 | 0 | 0 | 0 | 0 | 0 | 0
| Block 5: 40< x <=50 m/kWh | 0 | 0 | 0 | 0 | 0 | 0 | 0 | 0 | 0
| Block 6: 50< x <=60 m/kWh | 0 | 0 | 0 | 0 | 0 | 0 | 0 | 0 | 0
| Block 7: 60m/kWh < x | 1023.7546 | 3215.2438 | 3215.25 | 643.049 | 3858.2928 | 33014.4023 | 161.0962 | 728.6889 | 0.18886

## MFHigh
Data Set Name | Data Set Name
New Multifamily - Cost & Savings/Unit | High-Rise Multifamily
Average Unit size = 1000 sq ft unit
Input Data | [7 empty] | Periodic O&M
Category Name | Measure Name | Savings (kwh/yr) | Life (yrs) | Capital Cost | Annual O&M | Shape Pointer | Non-E Val ($/yr) | Cost 1 ($) | Period 1 | Cost 2 ($) | Period 2 | Cost 3 ($) | Period 3
Attic R38 - R49 | Attic R38 - R49 | 5 | 70 | 120 | 0 | ResSHNEW | 0
Vault R30 - R38 | Vault R30 - R38 | 21 | 70 | 150 | 0 | ResSHNEW | 0
Window U-0.40 - U-0.35 | Window U-0.40 - U-0.35 | 73.44 | 70 | 80.1109 | 0 | ResSHNEW | 0
ProCost Results, Version 1.70a: JPH 03/07/01, 02:50 PM 2/29/2004
Measure Results (2000 $) |  | Measure Input Data | [7 empty] | Savings |  |  | PV Capital |  |  |  | PV O&M |  | Total PV Costs |  |  |  |  | Levelized Cost (mills/kwh) |  |  |  |  | PV Bulk Power System Benefits | [5 empty] | PV Regional Benefits
Category | Measure | Measure Life | Site Savings (kWh) | Capital Cost ($/unit) | Annual O&M Cost ($/unit) | PV Per. Repl. Cost ($/unit) | Load Shape | Div. Load Factor | Bulk Pwr Coin. Factor | Bulk Energy (kWh) | Bulk Demand (kw) | Local Demand (kW) | Spon 1 | Spon 2 | Spon 3 | Cust | Utility | Cust | Spon 1 | Spon 2 | Spon 3 | Cust | Total | Spon 1 | Spon 2 | Spon 3 | Cust | Total | Energy | Bulk T&D Def. Cap. | Act C-E Credit | Total System Benefit | Total non-Consumer Cost | Bulk System B/C Ratio | Local T&D Def.Cap. | Non-E Value | Exter-nalities | Total Regional Benefit | Total Regional Cost | Total Regional B/C Ratio
Attic R38 - R49 | Attic R38 - R49 | 70 | 5 | 120 | 0 | 0 | ResSHNEW | 0.178 | 0.366 | 5.3812 | 0.0012631 | 0.0034511 |  |  | 120 | 0 | 0 | 0 | 0 | 0 | 120 | 0 | 120 | 0 | 0 | 953.1996 | 0 | 953.1996 | 3.8303 | 0.088649 | 0.52303 | 4.4262 | 120 | 0.036885 | 1.6147 | 0 | 0 | 6.0409 | 120 | 0.050341
Vault R30 - R38 | Vault R30 - R38 | 70 | 21 | 150 | 0 | 0 | ResSHNEW | 0.178 | 0.366 | 22.6013 | 0.005305 | 0.014495 |  |  | 149.9999 | 0 | 0 | 0 | 0 | 0 | 149.9999 | 0 | 149.9999 | 0 | 0 | 283.6904 | 0 | 283.6904 | 16.0871 | 0.37233 | 2.1967 | 18.5899 | 149.9999 | 0.12393 | 6.7819 | 0 | 0 | 25.3718 | 149.9999 | 0.16915
Window U-0.40 - U-0.35 | Window U-0.40 - U-0.35 | 70 | 73.44 | 80.11 | 0 | 0 | ResSHNEW | 0.178 | 0.366 | 79.0398 | 0.018553 | 0.05069 |  |  | 80.1109 | 0 | 0 | 0 | 0 | 0 | 80.1109 | 0 | 80.1109 | 0 | 0 | 43.3243 | 0 | 43.3243 | 56.259 | 1.3021 | 7.6823 | 65.0115 | 80.1109 | 0.81152 | 23.7173 | 0 | 0 | 88.7289 | 80.1109 | 1.1076
Category Totals (2000 $) |  | Savings Weighted Measure Data | [7 empty] | Savings |  |  | PV Costs |  |  |  | Lvl Cst | PV Bulk Power System Benefits | [5 empty] | PV Regional Benefits
| Category | Weighted Measure Life | Site Savings (kWh) | Capital Cost ($/unit) | Annual O&M Cost ($/unit) | Per. Repl. Cost ($/unit) | Load Shape | Weighted Load Factor | Weighted Coinc. Factor | Bulk Energy (kWh) | Bulk Demand (kw) | Local Demand (kW) | PV Capital | PV Annual O&M | PV Period. Repl. | PV Total Costs | Levelized Cost mills/kWh | Energy | Bulk T&D Def. Cap. | Act C-E Credit | Total System Benefit | Total non-Consumer Cost | Bulk System B/C Ratio | Local T&D Def.Cap. | Non-E Value | Exter-nalities | Total Regional Benefit | Total Regional Cost | Total Regional B/C Ratio
| Window U-0.40 - U-0.35 | 70 | 73.44 | 80.11 | 0 | 0 |  | 0.178 | 0.366 | 79.0398 | 0.018553 | 0.05069 | 80.1109 | 0 | 0 | 80.1109 | 43.3243 | 56.259 | 1.3021 | 7.6823 | 65.0115 | 80.1109 | 0.81152 | 23.7173 | 0 | 0 | 88.7289 | 80.1109 | 1.1076
| Vault R30 - R38 | 70 | 21 | 150 | 0 | 0 |  | 0.178 | 0.366 | 22.6013 | 0.005305 | 0.014495 | 149.9999 | 0 | 0 | 149.9999 | 283.6904 | 16.0871 | 0.37233 | 2.1967 | 18.5899 | 149.9999 | 0.12393 | 6.7819 | 0 | 0 | 25.3718 | 149.9999 | 0.16915
| Attic R38 - R49 | 70 | 5 | 120 | 0 | 0 |  | 0.178 | 0.366 | 5.3812 | 0.0012631 | 0.0034511 | 120 | 0 | 0 | 120 | 953.1996 | 3.8303 | 0.088649 | 0.52303 | 4.4262 | 120 | 0.036885 | 1.6147 | 0 | 0 | 6.0409 | 120 | 0.050341
Totals for Measures/Categories with Benefits Exceeding Costs
| Totals Basis | Busbar Savings | PV Cost | First Cost | Admin Cost | Program Cost | Program $/KWa | Levelized Cost | PV Benefits | B/C Ratio
| Measures with B/C>1.00 | 0 | 0 | 0 | 0 | 0 | 0 | 0 | 0 | 0
| Categories with B/C>1.00 | 0 | 0 | 0 | 0 | 0 | 0 | 0 | 76.1764 | 0
| % of Measures with B/C >1.00 | 9.2392 | 55.7032 | 55.7032 | 11.1406 | 66.8439 | 63377.0742 | 309.2531 | 6.5763 | 0.098383
| Block 1: x <=10 m/kWh | 0 | 0 | 0 | 0 | 0 | 0 | 0 | 0 | 0
| Block 2: 10< x <=20 m/kWh | 0 | 0 | 0 | 0 | 0 | 0 | 0 | 0 | 0
| Block 3: 20< x <=30 m/kWh | 0 | 0 | 0 | 0 | 0 | 0 | 0 | 0 | 0
| Block 4: 30< x <=40 m/kWh | 0 | 0 | 0 | 0 | 0 | 0 | 0 | 0 | 0
| Block 5: 40< x <=50 m/kWh | 0 | 0 | 0 | 0 | 0 | 0 | 0 | 0 | 0
| Block 6: 50< x <=60 m/kWh | 79.0398 | 80.1109 | 80.11 | 16.0222 | 96.133 | 10654.4492 | 51.9892 | 56.259 | 0.58522
| Block 7: 60m/kWh < x | 27.9825 | 269.9999 | 270 | 54 | 323.9999 | 101429.0781 | 494.9306 | 19.9174 | 0.061474

## Low Rise UA Optimizer
[11 empty] | This section sorts the measure in optimum economic based on the ratio of delta cost/delta UA | [17 empty] | 10920 sq ft Prototype Use | [7 empty] | 12492 sq ft Prototype Use
[11 empty] | 0 | 0 | 0 | 0 |  |  |  |  | 0 | 0 | 0 | 0 | [6 empty] | UA | Portland | Seattle | Boise | Spokane | Missoula | UA | Weighted | UA | Portland | Seattle | Boise | Spokane | Missoula | UA | Weighted
|  |  | Prototype Component Areas |  | Component Heat Loss Rate (UA) |  | Component Delta Heat Loss Rate (UA) |  | Component Incremental Cost (2000$) |  | Prototype | 10920 | Avg. Unit Size (sq.ft.)=> | 910 |  |  |  |  | Prototype | 12492 | Avg. Unit Size (sq.ft.)=> | 1041 | [6 empty] | 5000 | 109079.4902 | 125174.685 | 140181.8635 | 174370.9933 | 204061.295 | 5000 | 136319.3657 | 5000 | 107189.5107 | 122915.3824 | 137405.4791 | 171867.9754 | 201233.9291 | 5000 | 133985.7243
Conservation Measure | Uo | Incremental Cost (2000$/sq/ft) | 10920 | 12492 | 10920 | 12492 | 10920 | 12492 | 10920 | 12492 | Measure | $/Delta UA | Delta UA | Delta Cost |  |  |  |  | Measure | $/Delta UA | Delta UA | Delta Cost | [6 empty] | 4950 | 107508.116 | 123352.9739 | 138222.678 | 172064.6059 | 201392.9095 | 4950 | 134403.5989 | 4950 | 105620.5977 | 121110.2549 | 135458.8632 | 169570.4366 | 198572.2824 | 4950 | 132081.3636
WALL R11 STD | 0.088 | 0 | 4718 | 8155 | 415.184 | 717.64 | 0 | 0 | 0 | 0 | WALL R11 STD | 0 | 0 | 0 |  |  |  |  | WALL R11 STD | 0 | 0 | 0 | [6 empty] | 4900 | 105936.5368 | 121536.2145 | 136263.8148 | 169759.918 | 198725.8717 | 4900 | 132490.3539 | 4900 | 104051.4796 | 119310.6651 | 133515.4117 | 167273.3079 | 195914.3569 | 4900 | 130180.1579
WALL R13 STD | 0.082 | 0 | 4718 | 8155 | 386.876 | 668.71 | 28.308 | 48.93 | 0 | 0 | WALL R13 STD | 0 | 28.308 | 0 |  |  |  |  | WALL R13 STD | 0 | 48.93 | 0 | [6 empty] | 4850 | 104366.1295 | 119720.3926 | 134308.7606 | 167457.0173 | 196061.1778 | 4850 | 130578.736 | 4850 | 102483.2699 | 117514.5034 | 131577.8494 | 164979.3437 | 193258.8632 | 4850 | 128282.1462
WALL R19 STD | 0.062 | 0 | 4718 | 8155 | 292.516 | 505.61 | 94.36 | 163.1 | 0 | 0 | WALL R19 STD | 0 | 94.36 | 0 |  |  |  |  | WALL R19 STD | 0 | 163.1 | 0 | [6 empty] | 4800 | 102796.9528 | 117906.4752 | 132354.9077 | 165154.5561 | 193397.8904 | 4800 | 128668.5327 | 4800 | 100916.9645 | 115719.162 | 129644.3598 | 162689.54 | 190605.5962 | 4800 | 126386.2449
WALL R19 INT | 0.058 | 0 | 4718 | 8155 | 273.644 | 472.99 | 18.872 | 32.62 | 0 | 0 | WALL R19 INT | 0 | 18.872 | 0 |  |  |  |  | WALL R19 INT | 0 | 32.62 | 0 | [6 empty] | 4750 | 101230.9698 | 116098.9159 | 130403.0179 | 162851.8898 | 190736.5954 | 4750 | 126762.1488 | 4750 | 99354.5854 | 113922.5608 | 127715.1773 | 160400.4688 | 187952.7688 | 4750 | 124491.3569
WALL R21 INT | 0.054 | 0 | 4718 | 8155 | 254.772 | 440.37 | 18.872 | 32.62 | 0 | 0 | WALL R21 INT | 0 | 18.872 | 0 |  |  |  |  | WALL R21 INT | 0 | 32.62 | 0 | [6 empty] | 4700 | 99664.8696 | 114295.0776 | 128453.8529 | 160551.9484 | 188077.9373 | 4700 | 124858.3545 | 4700 | 97796.9528 | 112127.3074 | 125785.2329 | 158113.5658 | 185300.2051 | 4700 | 122598.2379
WALL R21 ADV | 0.051 | 0.14835 | 4718 | 8155 | 240.618 | 415.905 | 14.154 | 24.465 | 699.932 | 1209.823 | ATTIC R30 STD | 0 | 0 | 0 |  |  |  |  | ATTIC R30 STD | 0 | 0 | 0 | [6 empty] | 4650 | 98100.1172 | 112493.5834 | 126507.4128 | 158256.0211 | 185419.4843 | 4650 | 122956.8843 | 4650 | 96241.3712 | 110334.0463 | 123858.8339 | 155827.1316 | 182647.993 | 4650 | 120707.029
WALL R21 STD+R5 | 0.043 | 0.84562 | 4718 | 8155 | 202.874 | 350.665 | 37.744 | 65.24 | 3989.6121 | 6895.9913 | ATTIC R38 STD | 0 | 6.408 | 0 |  |  |  |  | ATTIC R38 STD | 0 | 6.688 | 0 | [6 empty] | 4600 | 96535.2476 | 110695.8394 | 124564.7524 | 155962.174 | 182761.7052 | 4600 | 121057.9602 | 4600 | 94687.4011 | 108542.9534 | 121937.3572 | 153541.9865 | 179994.4916 | 4600 | 118817.9508
WALL 8" SSPANEL | 0.034 | 1.1572 | 4718 | 8155 | 160.412 | 277.27 | 42.462 | 73.395 | 5459.4693 | 9436.6197 | VAULT R19 STD | 0 | 0 | 0 |  |  |  |  | VAULT R19 STD | 0 | 0 | 0 | [6 empty] | 4550 | 94971.6965 | 108901.3771 | 122626.4284 | 153669.8799 | 180105.8599 | 4550 | 119161.743 | 4550 | 93133.6361 | 106754.0873 | 120015.9977 | 151263.3167 | 177344.5063 | 4550 | 116931.0932
WALL R33 DBL | 0.033 | 0.59341 | 4718 | 8155 | 155.694 | 269.115 | 4.718 | 8.155 | 2799.7278 | 4839.2922 | VAULT R30 STD | 0 | 0.511 | 0 |  |  |  |  | VAULT R30 STD | 0 | 0.532 | 0 | [6 empty] | 4500 | 93409.9033 | 107109.0829 | 120688.2801 | 151380.4864 | 177453.5306 | 4500 | 117267.504 | 4500 | 91580.6915 | 104967.0964 | 118095.8687 | 148989.1591 | 174698.8573 | 4500 | 115046.3463
ATTIC R30 STD | 0.033 | 0 | 3204 | 3344 | 105.732 | 110.352 | 0 | 0 | 0 | 0 | VAULT R30 HD | 0 | 0.657 | 0 |  |  |  |  | VAULT R30 HD | 0 | 0.684 | 0 | [6 empty] | 4450 | 91852.7688 | 105316.9352 | 118757.3103 | 149095.6636 | 174803.6039 | 4450 | 115376.1676 | 4450 | 90030.1787 | 103183.5042 | 116177.4685 | 146714.4448 | 172057.4861 | 4450 | 113164.0138
ATTIC R38 STD | 0.031 | 0 | 3204 | 3344 | 99.324 | 103.664 | 6.408 | 6.688 | 0 | 0 | VAULT R19 SCI | 0 | 0 | 0 |  |  |  |  | VAULT R19 SCI | 0 | 0 | 0 | [6 empty] | 4400 | 90299.2089 | 103525.0806 | 116828.5086 | 146811.339 | 172153.7357 | 4400 | 113486.0785 | 4400 | 88481.717 | 101401.4943 | 114266.5397 | 144440.5508 | 169420.4805 | 4400 | 111284.2933
ATTIC R49 ADVrh | 0.02 | 0.69726 | 3204 | 3344 | 64.08 | 66.88 | 35.244 | 36.784 | 2234.0261 | 2331.6428 | VAULT R30 SCI | 0 | 3.276 | 0 |  |  |  |  | VAULT R30 SCI | 0 | 3.42 | 0 | [6 empty] | 4350 | 88745.8248 | 101735.3355 | 114903.1058 | 144528.6844 | 169504.395 | 4350 | 111597.7448 | 4350 | 86934.4565 | 99622.1799 | 112359.3906 | 142168.4442 | 166787.3718 | 4350 | 109407.068
ATTIC R60 ADVrh | 0.017 | 0.40055 | 3204 | 3344 | 54.468 | 56.848 | 9.612 | 10.032 | 1283.3767 | 1339.4544 | VAULT R38 SCI | 0 | 2.912 | 0 |  |  |  |  | VAULT R38 SCI | 0 | 3.04 | 0 | [6 empty] | 4300 | 87194.4623 | 99948.286 | 112984.3539 | 142246.9675 | 166855.5816 | 4300 | 109712.1714 | 4300 | 85390.2432 | 97843.4515 | 110455.23 | 139899.3847 | 164154.2045 | 4300 | 107531.6118
VAULT R19 STD | 0.05 | 0 | 73 | 76 | 3.65 | 3.8 | 0 | 0 | 0 | 0 | FLOOR R19 STD | 0 | 0 | 0 |  |  |  |  | FLOOR R19 STD | 0 | 0 | 0 | [6 empty] | 4250 | 85644.77 | 98163.5511 | 111066.6569 | 139968.2684 | 164205.5377 | 4250 | 107828.4875 | 4250 | 83850.9229 | 96068.5028 | 108554.0287 | 137636.7712 | 161520.627 | 4250 | 105660.1834
VAULT R30 STD | 0.043 | 0 | 73 | 76 | 3.139 | 3.268 | 0.511 | 0.532 | 0 | 0 | FLOOR R25 STD | 0 | 29.12 | 0 |  |  |  |  | FLOOR R25 STD | 0 | 0 | 0 | [6 empty] | 4200 | 84095.8394 | 96383.0355 | 109150.3076 | 137696.0152 | 161560.3282 | 4200 | 105948.2716 | 4200 | 82312.6575 | 94296.6598 | 106655.23 | 135377.2634 | 158891.0636 | 4200 | 103791.3996
VAULT R30 HD | 0.034 | 0 | 73 | 76 | 2.482 | 2.584 | 0.657 | 0.684 | 0 | 0 | WINDOW CL75 | 0 | 0 | 0 |  |  |  |  | FLOOR R30 STD | 0 | 0 | 0 | [6 empty] | 4150 | 82552.0656 | 94605.1275 | 107236.2731 | 135424.4653 | 158921.213 | 4150 | 104071.0527 | 4150 | 80778.5819 | 92529.0946 | 104759.0097 | 133118.4588 | 156263.2874 | 4150 | 101925.9355
VAULT R38 HD | 0.027 | 0.60825 | 73 | 76 | 1.971 | 2.052 | 0.511 | 0.532 | 44.4022 | 46.227 | WINDOW CL70 | 0 | 56.5502 | 0 |  |  |  |  | FLOOR R38 STD w/12"Truss | 0 | 0 | 0 | [6 empty] | 4100 | 81010.167 | 92829.036 | 105328.157 | 133155.1714 | 156287.4011 | 4100 | 102196.5526 | 4100 | 79248.8427 | 90767.6824 | 102863.8734 | 130861.9396 | 153638.7929 | 4100 | 100064.7483
VAULT 10" SS Panel | 0.026 | 2.1215 | 73 | 76 | 1.898 | 1.976 | 0.073 | 0.076 | 154.8663 | 161.2306 | WINDOW CL65 | 0 | 56.9802 | 0 |  |  |  |  | WINDOW CL75 | 0 | 0 | 0 | [6 empty] | 4050 | 79470.4659 | 91054.5268 | 103423.4398 | 130886.8737 | 153656.4899 | 4050 | 100324.0214 | 4050 | 77722.7952 | 89009.581 | 100968.5907 | 128607.1784 | 151020.8907 | 4050 | 98206.3935
VAULT R19 SCI | 0.052 | 0 | 364 | 380 | 18.928 | 19.76 | 0 | 0 | 0 | 0 | WINDOW CL50 | 0 | 173.5705 | 0 |  |  |  |  | WINDOW CL70 | 0 | 68.0746 | 0 | [6 empty] | 4000 | 77932.9915 | 89281.9221 | 101521.9455 | 128622.6487 | 151026.8386 | 4000 | 98453.9435 | 4000 | 76200.5567 | 87258.5995 | 99077.3513 | 126354.4389 | 148405.5669 | 4000 | 96352.9977
VAULT R30 SCI | 0.043 | 0 | 364 | 380 | 15.652 | 16.34 | 3.276 | 3.42 | 0 | 0 | WINDOW CL40 | 0 | 117.9562 | 0 |  |  |  |  | WINDOW CL65 | 0 | 68.5923 | 0 | [6 empty] | 3950 | 76399.4726 | 87513.4486 | 99624.8169 | 126366.2467 | 148397.8904 | 3950 | 96588.3449 | 3950 | 74686.5807 | 85516.7887 | 97190.0967 | 124103.4574 | 145797.4216 | 3950 | 94506.5816
VAULT R38 SCI | 0.035 | 0 | 364 | 380 | 12.74 | 13.3 | 2.912 | 3.04 | 0 | 0 | DOOR R2.5 | 0 | 0 | 0 |  |  |  |  | WINDOW CL50 | 0 | 208.9427 | 0 | [6 empty] | 3900 | 74866.6569 | 85748.0809 | 97729.6513 | 124113.1556 | 145774.1283 | 3900 | 94725.3557 | 3900 | 73180.9259 | 83779.9883 | 95306.8854 | 121854.1752 | 143190.6241 | 3900 | 92664.9766
FLOOR R19 STD | 0.041 | 0 | 3640 | 0 | 149.24 | 0 | 0 | 0 | 0 | 0 | DOOR R5 | 0 | 50.4 | 0 |  |  |  |  | WINDOW CL40 | 0 | 141.9946 | 0 | [6 empty] | 3850 | 73336.654 | 83989.3935 | 95837.7967 | 121859.8301 | 143152.3879 | 3850 | 92866.4512 | 3850 | 71678.2596 | 82045.0044 | 93424.9048 | 119610.5772 | 140583.2699 | 3850 | 90825.7723
FLOOR R25 STD | 0.033 | 0 | 3640 | 0 | 120.12 | 0 | 29.12 | 0 | 0 | 0 | SLAB R5-2FT | 0 | 0 | 0 |  |  |  |  | DOOR R2.5 | 0 | 0 | 0 | [6 empty] | 3800 | 71810.4014 | 82236.4489 | 93947.0554 | 119609.4052 | 140533.8705 | 3800 | 91011.6191 | 3800 | 70177.0876 | 80316.027 | 91547.407 | 117368.1219 | 137981.3947 | 3800 | 88990.6824
FLOOR R30 STD | 0.029 | 0.06 | 3640 | 0 | 105.56 | 0 | 14.56 | 0 | 218.4 | 0 | SLAB R10-2FT | 0 | 0 | 0 |  |  |  |  | DOOR R5 | 0 | 50.4 | 0 | [6 empty] | 3750 | 70290.419 | 80491.591 | 92059.0097 | 117358.5116 | 137919.5429 | 3750 | 89162.1846 | 3750 | 68680.3985 | 78595.1655 | 89670.378 | 115130.7647 | 135384.0023 | 3750 | 87161.1641
FLOOR R38 STD w/12"Truss | 0.022 | 0.40055 | 3640 | 0 | 80.08 | 0 | 25.48 | 0 | 1458.0185 | 0 | SLAB R10-4FT | 0 | 0 | 0 |  |  |  |  | SLAB R5-2FT | 0 | 0 | 0 | [6 empty] | 3700 | 68783.9437 | 78756.7243 | 90174.5092 | 115110.46 | 135311.4562 | 3700 | 87321.1802 | 3700 | 67183.7386 | 76876.7067 | 87798.1541 | 112899.0038 | 132786.8444 | 3700 | 85334.283
WINDOW CL75 | 0.70755 | 0 | 1266 | 1524 | 895.7547 | 1078.3019 | 0 | 0 | 0 | 0 | SLAB R10-FULL | 0 | 0 | 0 |  |  |  |  | SLAB R10-2FT | 0 | 30.36 | 0 | [6 empty] | 3650 | 67284.0609 | 77025.2857 | 88297.0114 | 112866.5397 | 132709.4345 | 3650 | 85485.0366 | 3650 | 65689.7158 | 75164.3422 | 85927.0437 | 110671.0519 | 130193.0267 | 3650 | 83511.5497
WINDOW CL70 | 0.66288 | 0 | 1266 | 1524 | 839.2045 | 1010.2273 | 56.5502 | 68.0746 | 0 | 0 | BGWALL R0 | 0 | 0 | 0 |  |  |  |  | SLAB R10-4FT | 0 | 16.56 | 0 | [6 empty] | 3600 | 65785.6724 | 75298.0369 | 86421.6525 | 110630.7354 | 130107.9402 | 3600 | 83652.6053 | 3600 | 64199.2968 | 73455.7574 | 84056.695 | 108446.7331 | 127603.4867 | 3600 | 81692.116
WINDOW CL65 | 0.61787 | 0 | 1266 | 1524 | 782.2243 | 941.635 | 56.9802 | 68.5923 | 0 | 0 | BGWALL R11 | 0 | 0 | 0 |  |  |  |  | BGWALL R0 | 0 | 0 | 0 | [6 empty] | 3550 | 64289.0712 | 73577.4392 | 84547.0261 | 108397.5095 | 127509.2587 | 3550 | 81824.1234 | 3550 | 62710.7823 | 71754.1459 | 82191.298 | 106224.9927 | 125019.3085 | 3550 | 79877.5828
WINDOW CL50 | 0.48077 | 0 | 1266 | 1524 | 608.6538 | 732.6923 | 173.5705 | 208.9427 | 0 | 0 | BGWALL R19 | 0 | 0 | 0 |  |  |  |  | BGWALL R11 | 0 | 0 | 0 | [6 empty] | 3500 | 62796.8649 | 71864.4301 | 82675.2417 | 106166.4811 | 124915.9684 | 3500 | 80000.9388 | 3500 | 61223.9965 | 70063.9613 | 80329.622 | 104006.5338 | 122443.1878 | 3500 | 78069.9569
WINDOW CL40 | 0.3876 | 0 | 1266 | 1524 | 490.6977 | 590.6977 | 117.9562 | 141.9946 | 0 | 0 | BGWALL R21 | 0 | 0 | 0 |  |  |  |  | BGWALL R19 | 0 | 0 | 0 | [6 empty] | 3450 | 61305.6548 | 70155.8746 | 80808.6141 | 103941.0782 | 122323.9086 | 3450 | 78181.6042 | 3450 | 59744.2426 | 68380.9259 | 78467.3894 | 101797.3923 | 119871.843 | 3450 | 76268.4837
WINDOW CL35 | 0.34047 | 0.66759 | 1266 | 1524 | 431.0311 | 518.8716 | 59.6665 | 71.8261 | 845.1701 | 1017.4085 | BGWALL R22 FOAM BLOCK | 0 | 0 | 0 |  |  |  |  | BGWALL R21 | 0 | 0 | 0 | [6 empty] | 3400 | 59820.1875 | 68452.3293 | 78943.598 | 101718.2537 | 119736.5661 | 3400 | 76366.5341 | 3400 | 58268.6786 | 66701.2306 | 76608.2039 | 99596.3961 | 117306.5045 | 3400 | 74471.3575
WINDOW CL30 | 0.29297 | 3.4715 | 1266 | 1524 | 370.8984 | 446.4844 | 60.1327 | 72.3872 | 4394.8843 | 5290.5243 | INFILTRATION @ 0.35 ACH | 0 | 0 | 0 |  |  |  |  | BGWALL R22 FOAM BLOCK | 0 | 0 | 0 | [6 empty] | 3350 | 58334.6909 | 66755.3179 | 77080.838 | 99498.1248 | 117153.5892 | 3350 | 74555.3378 | 3350 | 56796.1617 | 65020.8907 | 74753.3255 | 97394.3745 | 114744.6528 | 3350 | 72675.2584
WINDOW CL25 | 0.2451 | 3.7088 | 1266 | 1524 | 310.2941 | 373.5294 | 60.6043 | 72.955 | 4695.3892 | 5652.2695 | WINDOW CL35 | 14.1649 | 59.6665 | 845.1701 |  |  |  |  | INFILTRATION @ 0.35 ACH | 0 | 0 | 0 | [6 empty] | 3300 | 56851.714 | 65064.3422 | 75220.5391 | 97280.6329 | 114577.2048 | 3300 | 72748.4615 | 3300 | 55329.5341 | 63347.5242 | 72906.9733 | 95196.3375 | 112188.7489 | 3300 | 70885.639
DOOR R2.5 | 0.4 | 0 | 240 | 240 | 96 | 96 | 0 | 0 | 0 | 0 | FLOOR R30 STD | 15 | 14.56 | 218.4 |  |  |  |  | WINDOW CL35 | 14.1649 | 71.8261 | 1017.4085 | [6 empty] | 3250 | 55371.4035 | 63382.2737 | 73362.9651 | 95068.327 | 112008.409 | 3250 | 70947.6795 | 3250 | 53877.5857 | 61682.4202 | 71065.8365 | 93000.586 | 109641.1661 | 3250 | 69104.2154
DOOR R5 | 0.19 | 0 | 240 | 240 | 45.6 | 45.6 | 50.4 | 50.4 | 0 | 0 | WALL R21 ADV | 49.4512 | 14.154 | 699.932 |  |  |  |  | SLAB R10-FULL | 41.6626 | 33.12 | 1379.8659 | [6 empty] | 3200 | 53899.3847 | 61707.7058 | 71507.5007 | 92865.0747 | 109448.1395 | 3200 | 69154.0422 | 3200 | 52434.896 | 60022.1799 | 69226.4577 | 90806.1236 | 107102.7542 | 3200 | 67327.7908
SLAB R5-2FT | 0.65 | 0 | 0 | 276 | 0 | 179.4 | 0 | 0 | 0 | 0 | FLOOR R38 STD w/12"Truss | 57.2221 | 25.48 | 1458.0185 |  |  |  |  | WALL R21 ADV | 49.4512 | 24.465 | 1209.823 | [6 empty] | 3150 | 52433.8705 | 60033.6361 | 69655.4351 | 90669.0595 | 106893.8471 | 3150 | 67363.879 | 3150 | 50993.2611 | 58368.6786 | 67390.5069 | 88611.8371 | 104571.4914 | 3150 | 65555.5119
SLAB R10-2FT | 0.54 | 0 | 0 | 276 | 0 | 149.04 | 0 | 30.36 | 0 | 0 | ATTIC R49 ADVrh | 63.3874 | 35.244 | 2234.0261 |  |  |  |  | ATTIC R49 ADVrh | 63.3874 | 36.784 | 2331.6428 | [6 empty] | 3100 | 50973.5716 | 58365.8365 | 67807.9402 | 88475.7691 | 104342.9534 | 3100 | 65578.816 | 3100 | 49551.8898 | 56724.2602 | 65563.9027 | 86418.4588 | 102045.1509 | 3100 | 63789.1157
SLAB R10-4FT | 0.48 | 0 | 0 | 276 | 0 | 132.48 | 0 | 16.56 | 0 | 0 | WINDOW CL30 | 73.0864 | 60.1327 | 4394.8843 |  |  |  |  | WINDOW CL30 | 73.0864 | 72.3872 | 5290.5243 | [6 empty] | 3050 | 49525.2271 | 56702.8128 | 65971.2863 | 86284.2953 | 101800.2051 | 3050 | 63800.6326 | 3050 | 48114.0053 | 55084.2953 | 63741.5177 | 84229.8271 | 99522.2678 | 3050 | 62026.9288
SLAB R10-FULL | 0.36 | 4.9995 | 0 | 276 | 0 | 99.36 | 0 | 33.12 | 0 | 1379.8659 | WINDOW CL25 | 77.4761 | 60.6043 | 4695.3892 |  |  |  |  | WINDOW CL25 | 77.4761 | 72.955 | 5652.2695 | [6 empty] | 3000 | 48086.61 | 55050.6299 | 64137.24 | 84094.1694 | 99263.9027 | 3000 | 62030.1447 | 3000 | 46679.3144 | 53448.4911 | 61920.5098 | 82046.9089 | 97004.0434 | 3000 | 60268.5544
BGWALL R0 | 0.193 | 0 | 0 | 0 | 0 | 0 | 0 | 0 | 0 | 0 | VAULT R38 HD | 86.8928 | 0.511 | 44.4022 |  |  |  |  | VAULT R38 HD | 86.8928 | 0.532 | 46.227 | [6 empty] | 2950 | 46650.5713 | 53405.5669 | 62306.5924 | 81903.8969 | 96736.2145 | 2950 | 60264.31 | 2950 | 45249.9561 | 51822.8538 | 60103.4574 | 79870.6124 | 94496.6598 | 2950 | 58517.9569
BGWALL R11 | 0.054 | 0 | 0 | 0 | 0 | 0 | 0 | 0 | 0 | 0 | WALL R21 STD+R5 | 105.7019 | 37.744 | 3989.6121 |  |  |  |  | WALL R21 STD+R5 | 105.7019 | 65.24 | 6895.9913 | [6 empty] | 2900 | 45216.1735 | 51773.0149 | 60483.2406 | 79713.8588 | 94215.8805 | 2900 | 58505.879 | 2900 | 43825.1978 | 50199.8242 | 58298.3299 | 77699.7949 | 92001.4064 | 2900 | 56772.7653
BGWALL R19 | 0.037 | 0 | 0 | 0 | 0 | 0 | 0 | 0 | 0 | 0 | WALL 8" SSPANEL | 128.5731 | 42.462 | 5459.4693 |  |  |  |  | WALL 8" SSPANEL | 128.5731 | 73.395 | 9436.6197 | [6 empty] | 2850 | 43786.1412 | 50143.6859 | 58663.932 | 77529.7099 | 91699.3847 | 2850 | 56751.4594 | 2850 | 42399.0038 | 48583.4749 | 56507.3542 | 75537.9139 | 89515.3824 | 2850 | 55034.2429
BGWALL R21 | 0.034 | 0 | 0 | 0 | 0 | 0 | 0 | 0 | 0 | 0 | ATTIC R60 ADVrh | 133.5182 | 9.612 | 1283.3767 |  |  |  |  | ATTIC R60 ADVrh | 133.5182 | 10.032 | 1339.4544 | [6 empty] | 2800 | 42358.8046 | 48520.2168 | 56849.5459 | 75354.7905 | 89186.317 | 2800 | 55002.4858 | 2800 | 40979.6953 | 46984.1488 | 54724.0551 | 73388.3094 | 87033.8705 | 2800 | 53307.8515
BGWALL R22 FOAM BLOCK | 0.032 | 0.014835 | 0 | 0 | 0 | 0 | 0 | 0 | 0 | 0 | WALL R33 DBL | 593.4141 | 4.718 | 2799.7278 |  |  |  |  | WALL R33 DBL | 593.4141 | 8.155 | 4839.2922 | [6 empty] | 2750 | 40939.5839 | 46905.1861 | 55040.1992 | 73186.1412 | 86685.3794 | 2750 | 53261.2725 | 2750 | 39566.5397 | 45393.9643 | 52944.8579 | 71250.7471 | 84558.0428 | 2750 | 51589.4755
INFILTRATION @ 0.35 ACH | 0.0063 | 0 | 94640 | 99936 | 596.232 | 629.5968 | 0 | 0 | 0 | 0 | VAULT 10" SS Panel | 2121.4555 | 0.073 | 154.8663 |  |  |  |  | VAULT 10" SS Panel | 2121.4555 | 0.076 | 161.2306 | [6 empty] | 2700 | 39520.2754 | 45292.0012 | 53243.2171 | 71025.8131 | 84194.6967 | 2700 | 51524.5719 | 2700 | 38158.6288 | 43818.869 | 51174.8608 | 69119.7187 | 82099.0917 | 2700 | 49882.1606
Glass Area (% of floor) |  |  | 11.59% | 12.2% | [24 empty] | 2650 | 38103.4867 | 43699.3847 | 51462.5256 | 68873.5423 | 81713.8881 | 2650 | 49801.6701 | 2650 | 36760.7091 | 42250.9522 | 49416.613 | 66999.8828 | 79655.523 | 2650 | 48184.3665
Weights | 31% | 69% | 100% | [25 empty] | 2600 | 36696.5426 | 42115.5582 | 49689.7744 | 66731.673 | 79244.5942 | 2600 | 48088.0469 | 2600 | 35364.6938 | 40694.1987 | 47665.3677 | 64892.9974 | 77219.7187 | 2600 | 46495.3241
Avg. Unit Size | 910 | 1041 | 1000.39 |  | 276 | 38 | 100 | 3800 |  |  | Optimiser = Ctl "O" | [17 empty] | 2550 | 35292.3528 | 40538.3241 | 47921.2716 | 64604.4243 | 76782.3909 | 2550 | 46381.131 | 2550 | 33979.6074 | 39156.7243 | 45918.5174 | 62791.4738 | 74786.9616 | 2550 | 44818.5965
1983 BASE | 10920 | 12492 | 12004.68 |  |  | 3800 | [22 empty] | 2500 | 33897.656 | 38969.499 | 46166.8327 | 62485.0278 | 74332.9329 | 2500 | 44683.8658 | 2500 | 32608.2625 | 37627.2195 | 44183.4163 | 60695.7515 | 72363.6976 | 2500 | 43151.3261
WALL R11 STD | 415.184 | 717.64 |  |  |  | 3344 | [22 empty] | 2450 | 32510.4307 | 37421.1544 | 44420.9493 | 60378.4354 | 71900.2637 | 2450 | 43001.3176 | 2450 | 31246.2643 | 36104.395 | 42461.4415 | 58607.3835 | 69951.8898 | 2450 | 41492.6238
ATTIC R30 STD | 105.732 | 110.352 |  |  |  | 380 |  |  |  |  | Prototype | 10920 | Unit Size | 910 |  |  |  |  | Prototype | 12492 | Unit Size | 1041 | [6 empty] | 2400 | 31133.9877 | 35889.8037 | 42679.5781 | 58281.8635 | 69474.2748 | 2400 | 41330.9839 | 2400 | 29900.6153 | 34587.0788 | 40744.7993 | 56533.9877 | 67562.8479 | 2400 | 39844.0267
VAULT R19 STD | 3.65 | 3.8 |  |  |  | 76 |  |  |  |  | Measure | UA | Cum Cost/Bldg | Installed Cost/Bldg | Bldg Use (kWh/yr) | Savings/Bldg | Cum. Cost/Unit | Cum. Savings/Unit | Measure | UA | Cum Cost/Bldg | Installed Cost/Bldg | Bldg Use (kWh/yr) | Savings/Bldg | Cum. Cost/Unit | Cum. Savings/Unit | Weighted |  | 2350 | 29769.5576 | 34367.6238 | 40947.2898 | 56195.3706 | 67059.5957 | 2350 | 39670.6408 | 2350 | 28572.2238 | 33081.1896 | 39031.8781 | 54469.5283 | 65186.1998 | 2350 | 38206.5511
VAULT R19 SCI | 18.928 | 19.76 |  |  |  | Average Window Area |  |  |  |  | Base | 1663.2807 | 0 | 0 | 18152.2367 |  | 0 | 0 | Base | 2027.2565 | 0 | 0 | 27897.2542 |  | 0 | 0 |  |  | 2300 | 28415.8512 | 32852.9153 | 39227.4246 | 54115.3238 | 64649.1943 | 2300 | 38018.8169 | 2300 | 27257.3103 | 31590.6827 | 37339.6718 | 52404.8052 | 62826.7507 | 2300 | 36582.639
FLOOR R19 STD | 149.24 | 0 |  | 1266 | 1524 | 1444.02 | 120.335 |  |  |  | WINDOW CL35 | 1603.6141 | 845.1701 | 845.1701 | 16453.2363 | 1699.0004 | 70.4308 | 141.5834 | WINDOW CL35 | 1955.4304 | 1017.4085 | 1017.4085 | 25673.7848 | 2223.4694 | 84.784 | 185.2891 | 171.7403 | 1.4272 | 2250 | 27078.7577 | 31344.8579 | 37518.6346 | 52045.7662 | 62258.5995 | 2250 | 36377.6651 | 2250 | 25947.9344 | 30109.3173 | 35658.5409 | 50349.1943 | 60479.0507 | 2250 | 34967.5898
WINDOW CL65 | 782.2243 | 941.635 | [8 empty] | FLOOR R30 STD | 1589.0541 | 1063.5701 | 218.4 | 16048.5349 | 404.7014 | 88.6308 | 175.3085 | SLAB R10-FULL | 1922.3104 | 2397.2744 | 1379.8659 | 24663.3017 | 1010.4831 | 199.7729 | 269.496 | 68.5576 |  | 2200 | 25759.1855 | 29851.8019 | 35811.925 | 49987.8113 | 59882.1272 | 2200 | 34749.518 | 2200 | 24659.7422 | 28641.84 | 33990.8292 | 48298.0662 | 58143.2464 | 2200 | 33366.2871
DOOR R2.5 | 96 | 96 | [8 empty] | WALL R21 ADV | 1574.9001 | 1763.502 | 699.932 | 15657.6956 | 390.8393 | 146.9585 | 207.8784 | WALL R21 ADV | 1897.8454 | 3607.0974 | 1209.823 | 23919.4351 | 743.8666 | 300.5915 | 331.4849 | 52.869 |  | 2150 | 24451.5382 | 28375.0659 | 34123.0296 | 47928.8016 | 57527.2781 | 2150 | 33134.748 | 2150 | 23390.6534 | 27178.8456 | 32333.6361 | 46249.8682 | 55822.7073 | 2150 | 31773.7108
SLAB R5-2FT | 0 | 179.4 | [8 empty] | FLOOR R38 STD w/12"Truss | 1549.4201 | 3221.5205 | 1458.0185 | 14954.5725 | 703.1231 | 268.46 | 266.472 | ATTIC R49 ADVrh | 1861.0614 | 5938.7402 | 2331.6428 | 22817.9005 | 1101.5345 | 494.895 | 423.2795 | 81.5022 |  | 2100 | 23157.0173 | 26903.9555 | 32450.0732 | 45878.6112 | 55185.8775 | 2100 | 31529.5992 | 2100 | 22122.6194 | 25714.5327 | 30684.5004 | 44212.9505 | 53515.5289 | 2100 | 30184.4676
BGWALL R0 | 0 | 0 | [8 empty] | ATTIC R49 ADVrh | 1514.1761 | 5455.5467 | 2234.0261 | 14009.6238 | 944.9487 | 454.6289 | 345.2177 | WINDOW CL30 | 1788.6742 | 11229.2644 | 5290.5243 | 20678.9727 | 2138.9279 | 935.772 | 601.5235 | 147.3995 |  | 2050 | 21889.3642 | 25449.8682 | 30796.3082 | 43831.7316 | 52862.6721 | 2050 | 29941.7811 | 2050 | 20860.7384 | 24264.1371 | 29044.3891 | 42191.4738 | 51213.0091 | 2050 | 28606.528
INFILTRATION @ 0.35 ACH | 596.232 | 629.5968 | [8 empty] | WINDOW CL30 | 1454.0434 | 9850.431 | 4394.8843 | 12446.7691 | 1562.8547 | 820.8692 | 475.4556 | WINDOW CL25 | 1715.7192 | 16881.5339 | 5652.2695 | 18570.3258 | 2108.6468 | 1406.7945 | 777.244 | 161.6209 |  | 2000 | 20631.6144 | 23995.1069 | 29151.0694 | 41795.3706 | 50552.593 | 2000 | 28359.2915 | 2000 | 19605.9185 | 22833.1087 | 27429.8271 | 40196.5719 | 48925.4908 | 2000 | 27047.2408
Total UA | 2167.1903 | 2698.1838 | 2533.5758 | [7 empty] | WINDOW CL25 | 1393.4391 | 14545.8202 | 4695.3892 | 10933.4729 | 1513.2962 | 1212.1517 | 601.5637 | VAULT R38 HD | 1715.1872 | 16927.7609 | 46.227 | 18555.1009 | 15.2249 | 1410.6467 | 778.5128 | 39.9689 |  | 1950 | 19377.7615 | 22549.6338 | 27517.5798 | 39773.9818 | 48251.714 | 1950 | 26786.2282 | 1950 | 18358.3358 | 21418.8983 | 25848.1688 | 38227.9519 | 46650.6885 | 1950 | 25506.4418
Mean Use (kwh/yr) | 33689.9168 | 49820.4892 | 44820.0118 | [7 empty] | VAULT R38 HD | 1392.9281 | 14590.2224 | 44.4022 | 10921.1352 | 12.3377 | 1215.8519 | 602.5918 | WALL R21 STD+R5 | 1649.9472 | 23823.7522 | 6895.9913 | 16719.4912 | 1835.6097 | 1985.3127 | 931.4803 | 105.8663 |  | 1900 | 18131.7902 | 21119.8945 | 25895.019 | 37769.206 | 45965.5435 | 1900 | 25226.678 | 1900 | 17124.5532 | 20026.8972 | 24294.8139 | 36266.8913 | 44382.596 | 1900 | 23983.9569
Mean Use/Unit | 2807.4931 | 4151.7074 | 3735.001 | [7 empty] | WALL R21 STD+R5 | 1355.1841 | 18579.8346 | 3989.6121 | 10009.838 | 911.2972 | 1548.3195 | 678.5332 | WALL 8" SSPANEL | 1576.5522 | 33260.3719 | 9436.6197 | 14740.938 | 1978.5532 | 2771.6977 | 1096.3597 | 137.3087 |  | 1850 | 16889.8623 | 19710.5772 | 24311.2511 | 35801.5529 | 43694.726 | 1850 | 23689.2306 | 1850 | 15910.2842 | 18672.4582 | 22754.8198 | 34318.1365 | 42129.5634 | 1850 | 22486.6557
[11 empty] | WALL 8" SSPANEL | 1312.7221 | 24039.3038 | 5459.4693 | 9007.7099 | 1002.1281 | 2003.2753 | 762.0439 | ATTIC R60 ADVrh | 1566.5202 | 34599.8263 | 1339.4544 | 14476.2606 | 264.6774 | 2883.3189 | 1118.4161 | 41.1073 |  | 1800 | 15665.3091 | 18321.2716 | 22757.0466 | 33849.0771 | 41433.2259 | 1800 | 22171.3334 | 1800 | 14718.6346 | 17339.6132 | 21234.2221 | 32384.4418 | 39887.2253 | 1800 | 21009.1899
1986 BASE | [10 empty] | ATTIC R60 ADVrh | 1303.1101 | 25322.6805 | 1283.3767 | 8781.5877 | 226.1222 | 2110.2234 | 780.8874 | WALL R33 DBL | 1558.3652 | 39439.1184 | 4839.2922 | 14261.1046 | 215.1559 | 3286.5932 | 1136.3458 | 18.213 |  | 1750 | 14460.3282 | 16970.964 | 21219.7187 | 31908.0281 | 39187.2253 | 1750 | 20679.6853 | 1750 | 13552.2707 | 16026.8386 | 19723.2933 | 30472.8977 | 37661.5294 | 1750 | 19551.3835
WALL R19 STD | 292.516 | 505.61 | [8 empty] | WALL R33 DBL | 1298.3921 | 28122.4084 | 2799.7278 | 8672.3517 | 109.236 | 2343.534 | 789.9904 | VAULT 10" SS Panel | 1558.2892 | 39600.349 | 161.2306 | 14259.0995 | 2.0051 | 3300.0291 | 1136.5129 | 2.9372 |  | 1700 | 13282.9476 | 15654.351 | 19701.9924 | 29981.0724 | 36954.5561 | 1700 | 19214.237 | 1700 | 12426.2233 | 14732.9329 | 18254.2045 | 28578.787 | 35463.0823 | 1700 | 18120.4688
ATTIC R38 STD | 99.324 | 103.664 | [8 empty] | VAULT 10" SS Panel | 1298.3191 | 28277.2746 | 154.8663 | 8670.7141 | 1.6376 | 2356.4396 | 790.1269 | [10 empty] | 1650 | 12135.189 | 14354.5561 | 18197.3044 | 28075.7984 | 34735.3941 | 1650 | 17768.1316 | 1650 | 11339.0858 | 13468.1805 | 16817.8728 | 26716.7594 | 33281.9514 | 1650 | 16720.9285
VAULT R19 STD | 3.65 | 3.8 | [26 empty] | 1600 | 11024.4946 | 13079.9883 | 16729.1239 | 26192.8802 | 32539.8769 | 1600 | 16350.787 | 1600 | 10278.5526 | 12240.8731 | 15436.2731 | 24896.191 | 31133.4017 | 1600 | 15359.5684
VAULT R19 SCI | 18.928 | 19.76 | [26 empty] | 1550 | 9955.816 | 11841.4884 | 15307.5593 | 24336.947 | 30367.0964 | 1550 | 14970.1198 | 1550 | 9277.1462 | 11047.8758 | 14102.2561 | 23119.3085 | 29011.2218 | 1550 | 14040.4026
FLOOR R19 STD | 149.24 | 0 | [26 empty] | 1500 | 8926.5163 | 10638.8808 | 13933.724 | 22527.0437 | 28233.5482 | 1500 | 13629.5388 | 1500 | 8317.5798 | 9901.2013 | 12800.1172 | 21365.8951 | 26909.1122 | 1500 | 12759.4931
WINDOW CL70 | 839.2045 | 1010.2273 | [26 empty] | 1450 | 7962.8479 | 9492.763 | 12615.6461 | 20756.109 | 26125.9303 | 1450 | 12342.7044 | 1450 | 7409.7275 | 8797.8318 | 11535.9801 | 19658.0721 | 24836.4489 | 1450 | 11522.2863
DOOR R2.5 | 96 | 96 | [26 empty] | 1400 | 7045.2681 | 8381.3947 | 11330.8819 | 19017.4919 | 24045.942 | 1400 | 11091.8799 | 1400 | 6523.1468 | 7721.4767 | 10321.799 | 18002.4612 | 22783.387 | 1400 | 10317.7214
SLAB R5-2FT | 0 | 179.4 | [26 empty] | 1350 | 6161.4708 | 7315.8805 | 10091.1222 | 17333.1087 | 21995.9273 | 1350 | 9884.6718 | 1350 | 5648.872 | 6675.6519 | 9155.0542 | 16385.2622 | 20761.7052 | 1350 | 9143.811
BGWALL R11 | 0 | 0 | [26 empty] | 1300 | 5300.4688 | 6271.6672 | 8904.8931 | 15700.2344 | 19967.0964 | 1300 | 8708.4222 | 1300 | 4833.2552 | 5704.102 | 8011.632 | 14814.3276 | 18783.1234 | 1300 | 8027.3372
INFILTRATION @ 0.35 ACH | 596.232 | 629.5968 | [26 empty] | 1250 | 4482.5374 | 5291.6203 | 7763.1702 | 14119.6894 | 17991.591 | 1250 | 7586.7448 | 1250 | 4080.8966 | 4816.0563 | 6894.8432 | 13270.8175 | 16848.3739 | 1250 | 6970.9956
Total UA | 2095.0945 | 2548.0581 | 2407.6394 | [25 empty] | 1200 | 3736.2438 | 4412.4231 | 6639.8769 | 12570.5831 | 16042.2209 | 1200 | 6532.8172 | 1200 | 3376.6481 | 3973.3958 | 5839.9355 | 11790.0967 | 15021.0372 | 1200 | 5969.3909
Mean Use (kwh/yr) | 31373.8198 | 44753.8422 | 40606.0352 | [25 empty] | 1150 | 3048.4325 | 3589.3935 | 5573.1028 | 11086.5807 | 14193.2904 | 1150 | 5539.5696 | 1150 | 2718.6639 | 3212.1594 | 4841.9279 | 10403.1058 | 13282.0686 | 1150 | 5040.7621
Mean Use/Unit | 2614.485 | 3729.4868 | 3383.8363 | [25 empty] | 1100 | 2415.2066 | 2856.9001 | 4580.0469 | 9695.3999 | 12446.9968 | 1100 | 4628.2142 | 1100 | 2121.3009 | 2527.073 | 3942.2209 | 9059.4199 | 11607.0612 | 1100 | 4182.8421
[29 empty] | 1050 | 1840.961 | 2193.5248 | 3665.2505 | 8358.1014 | 10768.7665 | 1050 | 3782.9719 | 1050 | 1586.4928 | 1923.4398 | 3092.47 | 7746.9675 | 9987.9285 | 1050 | 3388.8034
1989 BASE | [28 empty] | 1000 | 1338.7929 | 1629.2411 | 2817.2575 | 7054.1752 | 9163.4925 | 1000 | 3015.1491 | 1000 | 1139.4667 | 1414.2397 | 2300.293 | 6469.1474 | 8331.546 | 1000 | 2665.4676
WALL R19 STD | 292.516 | 505.61
ATTIC R38 STD | 99.324 | 103.664
VAULT R30 STD | 3.139 | 3.268
VAULT R30 SCI | 15.652 | 16.34
FLOOR R19 STD | 149.24 | 0
WINDOW CL65 | 782.2243 | 941.635
DOOR R2.5 | 96 | 96
SLAB R5-2FT | 0 | 179.4
BGWALL R11 | 0 | 0
INFILTRATION @ 0.35 ACH | 596.232 | 629.5968
Total UA | 2034.3273 | 2475.5138 | 2338.746
Mean Use (kwh/yr) | 29445.7445 | 42339.0191 | 38342.104
Mean Use/Unit | 2453.812 | 3528.2516 | 3195.1753
2000 Baseline UA & Use
WALL R19 STD | 292.516 | 505.61
ATTIC R38 STD | 99.324 | 103.664
VAULT R30 STD | 3.139 | 3.268
VAULT R30 SCI | 15.652 | 16.34
FLOOR R25 STD | 120.12 | 0
WINDOW CL40 | 490.6977 | 590.6977
DOOR R5 | 45.6 | 45.6
SLAB R10-4FT | 0 | 132.48
BGWALL R19 | 0 | 0
INFILTRATION @ 0.35 ACH | 596.232 | 629.5968 |  | Target UA for Baseline based on Ecotope Study
Total UA | 1663.2807 | 2027.2565 | 1914.424 | 1756.1014 | 1956.4364 | 1894.3326
Mean Use (kwh/yr) | 18152.2367 | 27897.2542 | 24876.2988
Mean Use/Unit | 1512.6864 | 2324.7712 | 2073.0249
Mean Use (kwh/sq ft/yr) | 1.4531 | 2.2332 | 1.9914
UA/SF | 0.097715 | 0.11188 | 0.10749
COST-EFFECTIVE UA and Use
WALL R21 INT | 254.772 | 440.37
ATTIC R38 STD | 99.324 | 103.664
VAULT R30 STD | 3.139 | 3.268
VAULT R30 SCI | 15.652 | 16.34
FLOOR R30 STD | 105.56 | 0
WINDOW CL35 | 431.0311 | 518.8716
DOOR R5 | 45.6 | 45.6
SLAB R10-2FT | 0 | 149.04
BGWALL R22 FOAM BLOCK* | 0 | 0
INFILTRATION @ 0.35 ACH | 596.232 | 629.5968
Total UA | 1551.3101 | 1906.7504 | 1796.5639
Mean Use (kwh/yr) | 15006.2969 | 24189.5044 | 21342.7101
Mean Use/Unit | 1250.5247 | 2015.792 | 1778.5592
Mean Use (kwh/sq ft/yr) | 1.2013 | 1.9364 | 1.7085
UA/SF | 0.087461 | 0.10224 | 0.097657
Class 35 Windows Only
WALL R19 STD | 292.516 | 505.61
ATTIC R38 STD | 99.324 | 103.664
VAULT R30 STD | 3.139 | 3.268
VAULT R30 SCI | 15.652 | 16.34
FLOOR R25 STD | 120.12 | 0
WINDOW CL35 | 431.0311 | 518.8716
DOOR R5 | 45.6 | 45.6
SLAB R10-4FT | 0 | 132.48
BGWALL R19 | 0 | 0
INFILTRATION @ 0.35 ACH | 596.232 | 629.5968
Total UA | 1603.6141 | 1955.4304 | 1846.3674
Mean Use (kwh/yr) | 16453.2363 | 25673.7848 | 22815.4148
Mean Use/Unit | 1371.103 | 2139.4821 | 1901.2846
Mean Use (kwh/sq ft/yr) | 1.3171 | 2.0552 | 1.8264
UA/SF | 0.092251 | 0.10613 | 0.10183
|  | Savings | 171.7403
New Multifamily Housing
Vintage | Annual Use(kwh) | Use/Unit (kwh/yr) | Annual Use (kwh/sf/yr) | % of '83 Use | Incremental Savings/Unit
1983 | 33689.9168 | 2807.4931 | 2.6969 | 100% | 0
1986 | 31373.8198 | 2614.485 | 2.5115 | 93.13% | 193.0081
1989 | 29445.7445 | 2453.812 | 2.3572 | 87.4% | 160.6729
2000 | 18152.2367 | 1512.6864 | 1.4531 | 53.88% | 941.1257
All Cost Effective | 15006.2969 | 1250.5247 | 1.2013 | 44.54% | 262.1617

## Low Rise Cost-Effectiveness
Select Climate Zone => | [8 empty] | New Multifamily Construction Heating System Types & Efficiency
Location Climate Data | Portland | Seattle | Boise | Spokane | Missoula | Weighted Average |  |  | System Type | Electric FAF | Heat Pump | Baseboard/ Wall/ Radiant | Duct Efficiency
Selected Climate Weights => | 20% | 44% | 15% | 15% | 6% | 100% |  |  | Market Share | 8.825% | 42.02% | 49.15%
Heating Zone Weight Data | [8 empty] | Heating Zone 1 | 94.17% | 229.6% | 100% | 94.17%
Heating Zone 1 | 25% | 53% | 22% | 0% | 0% | 100% |  |  | Heating Zone 2 | 94.15% | 183.3% | 100% | 94.15%
Heating Zone 2 | 0% | 0% | 15% | 85% | 0% | 100% |  |  | Heating Zone 3 | 94.13% | 170.7% | 100% | 94.13%
Heating Zone 3 | 0% | 0% | 0% | 0% | 100% | 100% |  |  | PNW Region | 94.16% | 220.6% | 100% | 94.16%
PNW Region | 20% | 44% | 15% | 15% | 6% | 100% |  |  | Portland | 94.17% | 237.6% | 100% | 94.17%
Portland | 100% | 0% | 0% | 0% | 0% | 100% |  |  | Seattle | 94.17% | 244.9% | 100% | 94.17%
Seattle | 0% | 100% | 0% | 0% | 0% | 100% |  |  | Boise | 94.15% | 183.6% | 100% | 94.15%
Boise | 0% | 0% | 100% | 0% | 0% | 100% |  |  | Spokane | 94.15% | 183.2% | 100% | 94.15%
Spokane | 0% | 0% | 0% | 100% | 0% | 100% |  |  | Missoula | 94.13% | 170.7% | 100% | 94.13%
Missoula | 0% | 0% | 0% | 0% | 100% | 100% |  |  | Selected Case | 94.16% | 220.6% | 100% | 94.16%
4 | 1 | 2 | 3 | 4 | 5 |  |  |  |  | Portland | Seattle | Boise | Spokane | Missoula | Heating Zone 1 | Heating Zone 2 | Heating Zone 3 | PNW Region
Heat Degree Days* | 4461 | 4867 | 6001 | 6888 | 7980 | 5445.83 |  |  | Real HSPF | 8.613 | 8.8773 | 6.6548 | 6.6417 | 6.1903 | 8.3223 | 6.6436 | 6.1903 | 7.9945
*After selecting "Case", Procost must be re-run to update cost-effectiveness calculation for selected case. | [8 empty] | Real SEER | 11.6989 | 11.9484 | 11.3843 | 11.5914 | 11.6234 | 11.7619 | 11.5603 | 11.6234 | 11.7408
[9 empty] | Duct Efficiency | 94.17% | 94.17% | 94.15% | 94.15% | 94.13% | 94.17% | 94.15% | 94.13% | 94.16%
Summary Table for Weighted Average Unit Size Annual Use | [8 empty] | Summary Table for Weighted Average Unit Size Annual Use Adjusted for Heating System Effieciency
Heating Zone | 2000 Baseline Use (kWh/yr/unit) | Cost-Effective Use (kWh/yr/unit) | Savings (kWh/yr/unit) | Cost/Unit ($2000) |  |  |  |  | Heating Zone | 2000 Baseline FAF Use | 2000 Baseline Heat Pump Use | 2000 Baseline Zonal Use | Cost Effective FAF Use | Cost-Effective Heat Pump Use | Cost-Effective Zonal Use | Cost Effective FAF Savings | Cost-Effective Heat Pump Savings | Cost-Effective Zonal Savings | Weighted Average
Heating Zone 1 | 1756.7012 | 1590.795 | 165.9062 | 85.9765 |  |  |  |  | Heating Zone 1 | 1981.1317 | 812.4672 | 1756.7012 | 1794.0298 | 735.7362 | 1590.795 | 187.1019 | 76.731 | 165.9062 | 130.3026
Heating Zone 2 | 2961.6049 | 2660.6827 | 300.9222 | 165.3188 |  |  |  |  | Heating Zone 2 | 3341.0769 | 1716.3913 | 2961.6049 | 3001.5974 | 1541.9925 | 2660.6827 | 339.4795 | 174.3988 | 300.9222 | 251.156
Heating Zone 3 | 3797.4761 | 3358.853 | 438.6231 | 252.9652 |  |  |  |  | Heating Zone 3 | 4285.8693 | 2363.0063 | 3797.4761 | 3790.835 | 2090.07 | 3358.853 | 495.0343 | 272.9363 | 438.6231 | 373.9748
PNW Average Climate | 2073.0249 | 1890.8298 | 182.1951 | 85.9765 |  |  |  |  | PNW Average Climate | 2338.0665 | 998.1606 | 2073.0249 | 2132.5773 | 910.4337 | 1890.8298 | 205.4892 | 87.7269 | 182.1951 | 144.5524
Portland | 1488.0405 | 1342.1511 | 145.8894 | 85.9765 |  |  |  |  | Portland | 1677.9909 | 664.9202 | 1488.0405 | 1513.4785 | 599.7306 | 1342.1511 | 164.5124 | 65.1896 | 145.8894 | 113.6204
Seattle | 1737.5041 | 1571.3139 | 166.1902 | 85.9765 |  |  |  |  | Seattle | 1959.2989 | 753.2766 | 1737.5041 | 1771.8943 | 681.2266 | 1571.3139 | 187.4046 | 72.05 | 166.1902 | 128.5019
Boise | 2108.2451 | 1920.2767 | 187.9685 | 85.9765 |  |  |  |  | Boise | 2378.3757 | 1219.7749 | 2108.2451 | 2166.3227 | 1111.0213 | 1920.2767 | 212.053 | 108.7536 | 187.9685 | 156.8055
Spokane | 3112.1978 | 2801.8145 | 310.3833 | 165.3188 |  |  |  |  | Spokane | 3510.9654 | 1804.2031 | 3112.1978 | 3160.8125 | 1624.2677 | 2801.8145 | 350.1529 | 179.9354 | 310.3833 | 259.0748
Missoula | 3797.4761 | 3358.853 | 438.6231 | 252.9652 |  |  |  |  | Missoula | 4285.8693 | 2363.0063 | 3797.4761 | 3790.835 | 2090.07 | 3358.853 | 495.0343 | 272.9363 | 438.6231 | 373.9748
Case | 2073.0249 | 1890.8298 | 182.1951 | 85.9765 |  |  |  |  | Case | 2338.0665 | 998.1606 | 2073.0249 | 2132.5773 | 910.4337 | 1890.8298 | 205.4892 | 87.7269 | 182.1951 | 144.5524
[15 empty] | Class 35 Window Market Share |  | 70%
To update cost-effectiveness table run "Procost", then copy A30:E30 to the selected climates zone and "copy>paste values" for each row in table that has be updated | [14 empty] | Heating Zone |  |  |  | Weighted Average | Market Share of Savings
[15 empty] | Heating Zone 1 | 241.0347 | 98.8489 | 213.7293 | 167.8628 | 90.18%
[15 empty] | Heating Zone 2 | 323.2613 | 166.0671 | 286.546 | 239.1573 | 66.66%
[15 empty] | Heating Zone 3 | 382.0727 | 210.6551 | 338.5339 | 288.6377 | 54.03%
[15 empty] | PNW Average Climate | 262.3285 | 111.9925 | 232.5911 | 184.5363 | 89.36%
[15 empty] | Portland | 213.691 | 84.6771 | 189.501 | 147.5856 | 90.93%
This section calculates the cost-effective UA and annual space heating use for the selected climate zone | [14 empty] | Seattle | 240.7601 | 92.5632 | 213.5057 | 165.0873 | 89.93%
Prototype | UA |  | Use/Unit (kWh/yr) |  | Savings/Unit (kWh/yr) from 1983 Base |  | Savings/Unit (kWh/yr) from 2000 Base |  | Weighted Average | [5 empty] | Boise | 272.782 | 139.8991 | 241.8 | 201.7124 | 90.05%
Vintage | 10920 | 12492 | 10920 | 12492 | 10920 | 12492 | 10920 | 12492 | Use (kWh/yr) | Savings from 1983 Baseline (kWh/yr) | Savings from 2000 Baseline (kWh/yr) |  |  |  | Spokane | 332.1694 | 170.6941 | 294.4424 | 245.769 | 66.4%
1983 Baseline | 2167.1903 | 2698.1838 | 2807.4931 | 4151.7074 | 0 | 0 | 0 | 0 | 3735.001 | [5 empty] | Missoula | 382.0727 | 210.6551 | 338.5339 | 288.6377 | 54.03%
2000 Baseline | 1663.2807 | 2027.2565 | 1512.6864 | 2324.7712 | 1294.8067 | 1826.9363 | 0 | 0 | 2073.0249 | 1661.9761 |  |  |  |  | Case | 193.6978 | 82.6929 | 171.7403 | 136.2577 | 65.98%
Case @ Cost-Effective Limit | 1589.0541 | 1955.4304 | 1337.3779 | 2139.4821 | 1470.1152 | 2012.2254 | 175.3085 | 185.2891 | 1890.8298 | 1844.1712 | 182.1951
| UA | CE? | UA | CE?
| 1603.6141 | FALSE | 1955.4304 | TRUE
| 1589.0541 | TRUE | 1955.4304 | FALSE
| 1589.0541 | FALSE | 1922.3104 | FALSE
| 1574.9001 | FALSE | 1897.8454 | FALSE
| 1549.4201 | FALSE | 1861.0614 | FALSE
| 1514.1761 | FALSE | 1788.6742 | FALSE
| 1454.0434 | FALSE | 1715.7192 | FALSE
| 1393.4391 | FALSE | 1715.1872 | FALSE
| 1392.9281 | FALSE | 1649.9472 | FALSE
| 1355.1841 | FALSE | 1576.5522 | FALSE
| 1312.7221 | FALSE | 1566.5202 | FALSE
| 1303.1101 | FALSE | 1558.3652 | FALSE
| 1298.3921 | FALSE | 1558.2892 | FALSE
| 1298.3191 | FALSE
This section calculates the cumulative incremental cost/unit of achieving the cost-effective UA.
Prototype | 10920 |  | 12492 |  | Weighted Average
Incremental Cost @ CE UA |  | 88.6308 | 84.784 |  | 85.9765
| 70.4308 | FALSE | 84.784 | TRUE
| 88.6308 | TRUE | 84.784 | FALSE
| 88.6308 | FALSE | 199.7729 | FALSE
| 146.9585 | FALSE | 300.5915 | FALSE
| 268.46 | FALSE | 494.895 | FALSE
| 454.6289 | FALSE | 935.772 | FALSE
| 820.8692 | FALSE | 1406.7945 | FALSE
| 1212.1517 | FALSE | 1410.6467 | FALSE
| 1215.8519 | FALSE | 1985.3127 | FALSE
| 1548.3195 | FALSE | 2771.6977 | FALSE
| 2003.2753 | FALSE | 2883.3189 | FALSE
| 2110.2234 | FALSE | 3286.5932 | FALSE
| 2343.534 | FALSE | 3300.0291 | FALSE
| 2356.4396 | FALSE
Prototype Weights | 31% |  | 69%
Low Rise Multifamily Thermal Efficiency Lookup Table
10920 |  | 12492 |  | 12004.68
UA (BTU/F) | Annual Use/Unit (kWh) | UA (BTU/F) | Annual Use/Unit (kWh) | Annual Use/Unit (kWh) | UA (BTU/F) | Annual Use/BLDG (kWh)
5000 | 11359.9471 | 5000 | 11165.477 | 11225.7628 | 5000 | 134709.1531
4950 | 11200.2999 | 4950 | 11006.7803 | 11066.7714 | 4950 | 132801.2565
4900 | 11040.8628 | 4900 | 10848.3465 | 10908.0266 | 4900 | 130896.3187
4850 | 10881.5613 | 4850 | 10690.1789 | 10749.5074 | 4850 | 128994.089
4800 | 10722.3777 | 4800 | 10532.1871 | 10591.1462 | 4800 | 127093.7541
4750 | 10563.5124 | 4750 | 10374.2797 | 10432.9419 | 4750 | 125195.3024
4700 | 10404.8629 | 4700 | 10216.5198 | 10274.9062 | 4700 | 123298.8741
4650 | 10246.407 | 4650 | 10058.9191 | 10117.0403 | 4650 | 121404.4841
4600 | 10088.1633 | 4600 | 9901.4959 | 9959.3628 | 4600 | 119512.3537
4550 | 9930.1453 | 4550 | 9744.2578 | 9801.8829 | 4550 | 117622.5946
4500 | 9772.292 | 4500 | 9587.1955 | 9644.5754 | 4500 | 115734.9052
4450 | 9614.6806 | 4450 | 9430.3345 | 9487.4818 | 4450 | 113849.7815
4400 | 9457.1732 | 4400 | 9273.6911 | 9330.5706 | 4400 | 111966.8467
4350 | 9299.8121 | 4350 | 9117.2557 | 9173.8481 | 4350 | 110086.1778
4300 | 9142.681 | 4300 | 8960.9676 | 9017.2988 | 4300 | 108207.5853
4250 | 8985.7073 | 4250 | 8805.0153 | 8861.0298 | 4250 | 106332.3577
4200 | 8829.0226 | 4200 | 8649.2833 | 8705.0025 | 4200 | 104460.03
4150 | 8672.5877 | 4150 | 8493.828 | 8549.2435 | 4150 | 102590.9219
4100 | 8516.3794 | 4100 | 8338.729 | 8393.8006 | 4100 | 100725.6076
4050 | 8360.3351 | 4050 | 8183.8661 | 8238.5715 | 4050 | 98862.8581
4000 | 8204.4953 | 4000 | 8029.4165 | 8083.6909 | 4000 | 97004.2909
3950 | 8049.0287 | 3950 | 7875.5485 | 7929.3274 | 3950 | 95151.9282
3900 | 7893.7796 | 3900 | 7722.0814 | 7775.3078 | 3900 | 93303.6941
3850 | 7738.8709 | 3850 | 7568.8144 | 7621.5319 | 3850 | 91458.3828
3800 | 7584.3016 | 3800 | 7415.8902 | 7468.0977 | 3800 | 89617.1728
3750 | 7430.182 | 3750 | 7263.4303 | 7315.1234 | 3750 | 87781.4804
3700 | 7276.765 | 3700 | 7111.1903 | 7162.5184 | 3700 | 85950.2212
3650 | 7123.7531 | 3650 | 6959.2958 | 7010.2776 | 3650 | 84123.3306
3600 | 6971.0504 | 3600 | 6807.6763 | 6858.3223 | 3600 | 82299.8677
3550 | 6818.6769 | 3550 | 6656.4652 | 6706.7509 | 3550 | 80481.0104
3500 | 6666.7449 | 3500 | 6505.8297 | 6555.7134 | 3500 | 78668.5613
3450 | 6515.1337 | 3450 | 6355.707 | 6405.1293 | 3450 | 76861.5511
3400 | 6363.8778 | 3400 | 6205.9465 | 6254.9052 | 3400 | 75058.8622
3350 | 6212.9448 | 3350 | 6056.2715 | 6104.8403 | 3350 | 73258.083
3300 | 6062.3718 | 3300 | 5907.1366 | 5955.2595 | 3300 | 71463.114
3250 | 5912.3066 | 3250 | 5758.6846 | 5806.3074 | 3250 | 69675.6892
3200 | 5762.8368 | 3200 | 5610.6492 | 5657.8274 | 3200 | 67893.9287
3150 | 5613.6566 | 3150 | 5462.9593 | 5509.6755 | 3150 | 66116.1057
3100 | 5464.9013 | 3100 | 5315.7596 | 5361.9936 | 3100 | 64343.9228
3050 | 5316.7194 | 3050 | 5168.9107 | 5214.7314 | 3050 | 62576.777
3000 | 5169.1787 | 3000 | 5022.3795 | 5067.8873 | 3000 | 60814.6474
2950 | 5022.0258 | 2950 | 4876.4964 | 4921.6105 | 2950 | 59059.3264
2900 | 4875.4899 | 2900 | 4731.0638 | 4775.8359 | 2900 | 57310.0306
2850 | 4729.2883 | 2850 | 4586.1869 | 4630.5483 | 2850 | 55566.58
2800 | 4583.5405 | 2800 | 4442.321 | 4486.099 | 2800 | 53833.1881
2750 | 4438.4394 | 2750 | 4299.123 | 4342.311 | 2750 | 52107.7326
2700 | 4293.7143 | 2700 | 4156.8467 | 4199.2757 | 2700 | 50391.3081
2650 | 4150.1392 | 2650 | 4015.3639 | 4057.1442 | 2650 | 48685.7306
2600 | 4007.3372 | 2600 | 3874.6103 | 3915.7557 | 2600 | 46989.0681
2550 | 3865.0942 | 2550 | 3734.883 | 3775.2485 | 2550 | 45302.9822
2500 | 3723.6555 | 2500 | 3595.9438 | 3635.5345 | 2500 | 43626.4134
2450 | 3583.4431 | 2450 | 3457.7186 | 3496.6932 | 2450 | 41960.3189
2400 | 3444.2487 | 2400 | 3320.3356 | 3358.7486 | 2400 | 40304.9834
2350 | 3305.8867 | 2350 | 3183.8793 | 3221.7016 | 2350 | 38660.4189
2300 | 3168.2347 | 2300 | 3048.5533 | 3085.6545 | 2300 | 37027.8542
2250 | 3031.4721 | 2250 | 2913.9658 | 2950.3928 | 2250 | 35404.7131
2200 | 2895.7932 | 2200 | 2780.5239 | 2816.2574 | 2200 | 33795.0887
2150 | 2761.229 | 2150 | 2647.8092 | 2682.9694 | 2150 | 32195.6323
2100 | 2627.4666 | 2100 | 2515.3723 | 2550.1215 | 2100 | 30601.4584
2050 | 2495.1484 | 2050 | 2383.8773 | 2418.3714 | 2050 | 29020.4565
2000 | 2363.2743 | 2000 | 2253.9367 | 2287.8314 | 2000 | 27453.9766
1950 | 2232.1857 | 1950 | 2125.5368 | 2158.598 | 1950 | 25903.1756
1900 | 2102.2232 | 1900 | 1998.6631 | 2030.7667 | 1900 | 24369.2005
1850 | 1974.1025 | 1850 | 1873.888 | 1904.9545 | 1850 | 22859.4539
1800 | 1847.6111 | 1800 | 1750.7658 | 1780.7879 | 1800 | 21369.4544
1750 | 1723.3071 | 1750 | 1629.282 | 1658.4298 | 1750 | 19901.1571
1700 | 1601.1864 | 1700 | 1510.0391 | 1538.2947 | 1700 | 18459.5369
1650 | 1480.6776 | 1650 | 1393.4107 | 1420.4635 | 1650 | 17045.5615
1600 | 1362.5656 | 1600 | 1279.964 | 1305.5705 | 1600 | 15666.8462
1550 | 1247.51 | 1550 | 1170.0335 | 1194.0512 | 1550 | 14328.6149
1500 | 1135.7949 | 1500 | 1063.2911 | 1085.7673 | 1500 | 13029.2073
1450 | 1028.5587 | 1450 | 960.1905 | 981.3847 | 1450 | 11776.6159
1400 | 924.3233 | 1400 | 859.8101 | 879.8092 | 1400 | 10557.7105
1350 | 823.7227 | 1350 | 761.9843 | 781.1232 | 1350 | 9373.4779
1300 | 725.7019 | 1300 | 668.9448 | 686.5395 | 1300 | 8238.4736
1250 | 632.2287 | 1250 | 580.9163 | 596.8232 | 1250 | 7161.8779
1200 | 544.4014 | 1200 | 497.4492 | 512.0044 | 1200 | 6144.053
1150 | 461.6308 | 1150 | 420.0635 | 432.9494 | 1150 | 5195.3924
1100 | 385.6845 | 1100 | 348.5702 | 360.0756 | 1100 | 4320.9074
1050 | 315.2477 | 1050 | 282.4003 | 292.583 | 1050 | 3510.9956
1000 | 251.2624 | 1000 | 222.1223 | 231.1557 | 1000 | 2773.8689

## Low Rise Base Case
Source: Baseline Characteristics of Multifamily Sector Buildings in Oregon and Washington
Ectope,Inc. March 2000 |  | Prepared for the NW Alliance.
Multi-Family Units Built in 1998
| Idaho |  | Montana |  | Oregon |  | Washington |  | Total %
| N | % | N | % | N | % | N | %
Single-Family | 8460 | 88.44 | 3865 | 79.54 | 16920 | 66.2 | 27849 | 63.25 | 67.89
Multi-Family Units | 1106 | 11.56 | 994 | 20.46 | 8640 | 33.8 | 16180 | 36.75 | 32.11
Total Units | 9566 | 100 | 4859 | 100 | 25560 | 100 | 44029 |  | 100
[6 empty] | 34.81% |  | 65.19%
[6 empty] | 34.81% |  |  | 65.19%
State | Multi-Family Buildings | Multi-Family Units | Census Units | Percent F.W. Dodge®
Oregon | 215 | 7700 | 8640 | 89.1%
Washington | 228 | 10300 | 16180 | 63.7%
State | Buildings / Project | Units / Project | Units / Building | Unit Size
(ft2)
Oregon | 9.7 | 167 | 39.6 | 1002
Washington | 7.8 | 70 | 22 | 1004
Area (in ft2) | Percent of Units
| Oregon |  | Washington
| Electric | Gas | Electric | Gas
<800 | 100 | 0 | 100 | 0
800 – 1,000 | 100 | 0 | 66.9 | 33.1
1,000 – 1,400 | 89.5 | 10.5 | 2.8 | 97.1
>1,400 | 0 | 100 | 0 | 100
All Units | 93.6 | 6.3 | 45.5 | 54.5
Wall U-values
Type | Oregon |  | Washington
| % Wall | U-value | % Wall | U-value | % Wall | R-Value | % Wall | R-Value |  | Weighted Avg. R-Value | Weighted Avg. U-Value
2x4 Above Grade | 1.8 | 0.079 | 25 | 0.08 | 1.8% | 12.6582 | 25% | 12.5 | 16.92% | 12.5551 | 0.079649
2x6 Above Grade | 95.8 | 0.057 | 71 | 0.062 | 95.8% | 17.5439 | 71% | 16.129 | 79.63% | 16.6215 | 0.060163
Above Grade Concrete | 0.5 | 0.076 | 1.2 | 0.068 | 0.5% | 13.1579 | 1.2% | 14.7059 | 0.9563% | 14.167 | 0.070586
Below Grade | 1.9 | 0.062 | 2.8 | 0.062 | 1.9% | 16.129 | 2.8% | 16.129 | 2.487% | 16.129 | 0.062
Total: | 100 | 0.059 | 100 | 0.064 | 100% | 16.9492 | 100% | 15.625 | 100% | 16.0859 | 0.062166
[10 empty] | 15.8976 | 0.062903
Windows | Oregon |  |  | Washington
| Electric | Gas | All | Electric | Gas | All
U-Value | 0.41 | 0.39 | 0.41 | 0.38 | 0.47 | 0.43
% Window | 11.6 | 16.6 | 12.1 | 12.2 | 14.1 | 13.4
Ceiling Type |  | Oregon |  |  | Washington
|  | % Ceiling | U-value | R-Value | % Ceiling | U-value | R-Value | %Ceiling | Weighted Avg. R-Value | Weighted Avg. U-Value
Truss | Flat | 85.5 | 0.032 | 31.25 | 88.7 | 0.033 | 30.303 | 87.59% | 30.6327 | 0.032645
| Scissors | 7.2 | 0.036 | 27.7778 | 10.9 | 0.035 | 28.5714 | 9.612% | 28.2952 | 0.035342
Rafter | All | 7.2 | 0.033 | 30.303 | 0.4 | 0.032 | 31.25 | 2.767% | 30.9204 | 0.032341
Total |  | 100 | 0.032 | 31.25 | 100 | 0.033 | 30.303 | 100% | 30.6327 | 0.032645
[9 empty] | 30.4053 | 0.032889
Floor Type | Oregon |  | Washington
| % Floors | U-Value | % Floors | U-Value | % Floor | R-Value | % Wall | R-Value | % Floor | Weighted Avg. R-Value | Weighted Avg. U-Value
Slab above Grade | 11.3 | 0.052 | 8.8 | 0.04 | 11.3% | 19.2308 | 8.8% | 25 | 9.67% | 22.9917 | 0.043494
Slab on/below Grade | 61.9 | 0.089 | 47.8 | 0.056 | 61.9% | 11.236 | 47.8% | 17.8571 | 52.71% | 15.5523 | 0.064299
Frame above Grade | 0 | NA | 6.1 | 0.059 | 0% | 0 | 6.1% | 16.9492 | 3.977% | 11.049 | 0.090506
Crawlspace | 26.8 | 0.033 | 37.3 | 0.033 | 26.8% | 30.303 | 37.3% | 30.303 | 33.64% | 30.303 | 0.033
Total | 100 | 0.069 | 100 | 0.046 | 100% | 14.4928 | 100% | 21.7391 | 100% | 19.2166 | 0.052038
[10 empty] | 21.0555 | 0.047494
| Oregon |  |  | Washington |  |  | Weighted Average
| Electric | Gas | Total | Electric | Gas | Total | Electric | Gas
Sample UA/ft2 | 0.101 | 0.133 | 0.104 | 0.109 | 0.128 | 0.12 | 0.10622 | 0.12974
Code UA/ft2 | 0.11 | 0.147 | 0.114 | 0.121 | 0.161 | 0.146 | 0.11717 | 0.15613
% Compliance | 80.2 | 77.9 | 79.9 | 93.9 | 100 | 97.7 | 89.1309 | 92.3068

## High Rise Cost and Savings
Residential Sector Suppply Curves
Source: "Residential_parameters.xls" (2/15/00) Prepared by Debra Tachibana. SCL EMSD Evaluation Unit.
| Average Unit Size => |  | 1000
New Construction: Multifamily | Cost/sq ft | Savings/sq ft | Cost/unit | Savings/Unit (kwh/yr)
Attic R38 - R49 | 0.12 | 0.005 | 120 | 5
Vault R30 - R38 | 0.15 | 0.021 | 150 | 21
Floor R21 - R30 | 0.1 | 0.052 | 100 | 52
Wall R19 - R26 | 0.46 | 0.205 | 460 | 205
Window U-0.45 - U-0.35 | 0.6 | 0.612 | 600 | 612
Infiltration 0.4 ach - 0.3 ach | 0 | 0.523 | 125 | 523
Thermonstat Bi-metal - Electronic LV | 24 | 0.102 | 96 | 102
Total Space Heating | NA | 1.52 | 1651 | 1520 | Note: LTSGC Evaluation estimated savings of between 1.25 and 1.43 kWh/SF for thermal shell measures
Lighting | 200 | 0.22 | 1270 | 220 | Note: LTSGC Evaluation estimated savings of between 1.57 and 1.84 kWh/SF for lighting measures
In-Unit Kitchen & Bath |  | 0.07 | 60 | 70
Common Area |  | 0.15 | 1210 | 150
New Multifamily Construction Savings over July 2001 WSEC | Cost/sq ft | Savings/sq ft | Cost/unit | Savings/Unit (kwh/yr) |  |  | Climate Index for High Rise
Attic R38 - R49 | 0.12 | 0.005 | 120 | 5 |  | Zone 1 | 1
Vault R30 - R38 | 0.15 | 0.021 | 150 | 21 |  | Zone 2 | 1.3789
Window U-0.40 - U-0.35 | 0.66759 | 0.612 | 80.1109 | 73.44 |  | Zone 3 | 1.6516
Thermonstat Bi-metal - Electronic LV | 24 | 0.102 | 96 | 102 |  | PNW | 1.0995
|  | 0.74 | 446.1109 | 201.44
Water Heating EF88 - EF 93 |  |  |  | 145
Clothes Washer |  |  |  | 183
Refrigerator |  |  |  | 120
New Construction: Single Family
Water Heating EF88 - EF93 |  |  |  | 280
Clothes Washer |  |  |  | 183
Refrigerator |  |  |  | 120
| Average Unit Size => |  | 800
Existing Multifamily (Renovation/Remodel) | Cost/sq ft | Savings/sq ft | Cost/unit | Savings/Unit (kwh/yr)
Attic R11 - R30 | 0.5 | 0.291 | 400 | 232.8
Floor R0 - R30 | 1 | 0.346 | 800 | 276.8
Wall R0 - R13 | 0.7 | 2.361 | 560 | 1888.8
Window U=1.10 - U=0.35 | 20 | 2.133 | 1000 | 1706.4
Door U=0.57 - U=0.14 | 0 | 0.214 | 0 | 171.2
Infiltration 0.4 ACH - 0.3 ACH | 0.185 | 0.361 | 148 | 288.8
Thermonstat Bi-metal - Electronic LV | 102 | 0.275 | 408 | 220
Lighting | 200 | 0.22 |  | 176
In-Unit |  | 0.07 |  | 56
Common Area |  | 0.15 |  | 120
Water Heating EF 86 - EF 93 |  |  |  | 145
Clothes Washer |  |  |  | 183
Refrigerator |  |  |  | 120
Existing Multifamily (Retrofit Weatherization)
Attic R11 - R27 |  |  | 175 | 105
Floor R0 - R30
Wall R0 - R11
Windows U=1.10 - U=0.35 |  |  | 1500 | 897
Infiltration |  |  |  | 151
Lighting |  |  | 125 | 494
Water Heating EF86 - EF93 |  |  |  | 145
Clothes Washer |  |  |  | 164
Refrigerator |  |  |  | 120
Existing Single Family (Retrofit Weatherization)
Windows U=1.10 - U=0.35 |  |  | 2400 | 2200
Water Heating EF86 - EF93 |  |  |  | 280
Clothes Washer |  |  |  | 183
Refrigerator |  |  |  | 120
Note on A15: Tom Eckman: 2.53 - 1.95 W/sqft* 2.9 hrs/day summer & 5.5 hrs.day winter for Kitchen & 4.74 - 3.37 W/sq ft * 2hrs/day for bath.
Note on A16: Tom Eckman: 0.64 - 0.28 W/sqft on same use schedule as building mechanical systems.
Note on D11: Tom Eckman: Assumes four stats/unit
Note on D43: Tom Eckman: Assumes four stats/unit

## High Rise MF Prototypes
New High Rise Multifamily Prototype Savings from Long Term Super Good Cents
Prototype: In-Unit Laundry |  |  | Average Unit Size (sq ft) |  | 756 | No. of Units | 1026
| Thermal Shell Provisions |  |  | Kitchen & Bath Lighting |  | Unconditioned Common Lighting
Month | LTSGC Use (kWh/sqft) | Baseline Use (kWh/sqft) | Savings (kWh/sqft) | Baseline Use (kWh/sqft) | Savings (kWh/sqft) | Baseline Use (kWh/sqft) | Savings (kWh/sqft) | Total Lighting
Jan | 1.2 | 1.44 | 0.24 | 1.2 | 0 | 1.31 | 0.12 | 0.12
Feb | 1 | 1.2 | 0.2 | 1 | 0 | 1.1 | 0.1 | 0.1
Mar | 0.94 | 1.14 | 0.2 | 0.94 | 0 | 1.06 | 0.12 | 0.12
Apr | 0.81 | 0.96 | 0.15 | 0.81 | 0.01 | 0.93 | 0.12 | 0.13
May | 0.775 | 0.86 | 0.085 | 0.79 | 0.01 | 0.92 | 0.13 | 0.14
Jun | 0.625 | 0.65 | 0.025 | 0.64 | 0.01 | 0.76 | 0.13 | 0.14
Jul | 0.645 | 0.65 | 0.005 | 0.66 | 0.01 | 0.79 | 0.14 | 0.15
Aug | 0.65 | 0.65 | 0 | 0.664 | 0.01 | 0.79 | 0.14 | 0.15
Sep | 0.75 | 0.75 | 0 | 0.764 | 0.01 | 0.88 | 0.134 | 0.144
Oct | 0.81 | 0.92 | 0.11 | 0.81 | 0.01 | 0.94 | 0.134 | 0.144
Nov | 0.88 | 1.06 | 0.18 | 0.88 | 0 | 0.99 | 0.11 | 0.11
Dec | 1.18 | 1.41 | 0.23 | 1.18 | 0 | 1.3 | 0.12 | 0.12
Annual | 10.265 | 11.69 | 1.425 | 10.338 | 0.07 | 11.77 | 1.498 | 1.568
kWh/sqft consumption and energy savings based on envelope-enclosed common and apartment floor area of 888,906 square feet
excluding parking garage.
Source: Table 11,"Impact Evaluation of the Long-Term Super Good Cents Multifamily Program" Evaluation Unit Energy Management
Service Division. November 1996. Seattle City Light.
Prototype: Common Laundry |  |  | Average Unit Size (sq ft) |  | 444 | No. of Units | 288
| Thermal Shell Provisions |  |  | Kitchen & Bath Lighting |  | Unconditioned Common Lighting
Month | LTSGC Use (kWh/sqft) | Baseline Use (kWh/sqft) | Savings (kWh/sqft) | Baseline Use (kWh/sqft) | Savings (kWh/sqft) | Baseline Use (kWh/sqft) | Savings (kWh/sqft) | Total Lighting
Jan | 0.974 | 1.184 | 0.21 | 0.97 | 0 | 1.1 | 0.13 | 0.13
Feb | 0.8 | 0.98 | 0.18 | 0.81 | 0 | 0.92 | 0.12 | 0.12
Mar | 0.765 | 0.94 | 0.175 | 0.77 | 0.01 | 0.91 | 0.14 | 0.15
Apr | 0.654 | 0.793 | 0.139 | 0.67 | 0.01 | 0.8 | 0.14 | 0.15
May | 0.64 | 0.7 | 0.06 | 0.66 | 0.02 | 0.79 | 0.15 | 0.17
Jun | 0.5 | 0.52 | 0.02 | 0.52 | 0.02 | 0.655 | 0.15 | 0.17
Jul | 0.524 | 0.525 | 0.001 | 0.535 | 0.015 | 0.675 | 0.16 | 0.175
Aug | 0.52 | 0.52 | 0 | 0.535 | 0.015 | 0.68 | 0.16 | 0.175
Sep | 0.614 | 0.615 | 0.001 | 0.63 | 0.02 | 0.76 | 0.15 | 0.17
Oct | 0.66 | 0.754 | 0.094 | 0.67 | 0.02 | 0.81 | 0.15 | 0.17
Nov | 0.71 | 0.874 | 0.164 | 0.72 | 0 | 0.84 | 0.13 | 0.13
Dec | 0.955 | 1.164 | 0.209 | 0.96 | 0 | 1.09 | 0.13 | 0.13
Annual | 8.316 | 9.569 | 1.253 | 8.45 | 0.13 | 10.03 | 1.71 | 1.84
kWh/sqft consumption and energy savings based on envelope-enclosed common and apartment floor area of 149,193 square feet
excluding parking garage.
Source: Table 12,"Impact Evaluation of the Long-Term Super Good Cents Multifamily Program" Evaluation Unit Energy Management
Service Division. November 1996. Seattle City Light.
|  |  | Savings/SF | SQ FT | Savings | Units | Savings/Unit
|  | Table 11 | 1.425 | 888906 | 1266691.05 | 1026 | 1234.5917 | 78.08%
|  | Table 12 | 1.253 | 149193 | 186938.829 | 288 | 649.0932 | 21.92%
|  | Weighted | 1.4003 | 1038099 | 1453629.879 | 1314 | 1106.2632
Savings estimate based on Table 11 & 12 weights

## Lookup Table
Technology, Measure or Practice | Delivery Mechanism or Program | Application | Location
SGC Multifamily - Heating Zone 1 | Building must be certified under the Long Term Super Good Cents Program & Specifications | New Multifamily Buildings with Five or Dwelling Units w/Electric Heat | Heating Zone 1
SGC Multifamily - Heating Zone 2 | Building must be certified under the Long Term Super Good Cents Program & Specifications | New Multifamily Buildings with Five or Dwelling Units w/Electric Heat | Heating Zone 2
SGC Multifamily - Heating Zone 3 | Building must be certified under the Long Term Super Good Cents Program & Specifications | New Multifamily Buildings with Five or Dwelling Units w/Electric Heat | Heating Zone 3
SGC Multifamily - PNW Average Climate | Building must be certified under the Long Term Super Good Cents Program & Specifications | New Multifamily Buildings with Five or Dwelling Units w/Electric Heat | PNW Average Climate