## MeasureTable
Regional Costs and Bulk Power System Benefits | [22 empty] | Other Power System Benefits |  |  | Non-Electric Power Costs/Benefits |  |  |  | Total Regional Costs/Benefits (monetizable costs and benefits)
Technology, Measure or Practice | Delivery Mechanism or Program | Application | Location | Incremental Capital Cost ($/unit) | Incremental O&M Costs and Schedule ($/unit) | Present Value of Periodic Capital Replacement Cost ($/unit) | Measure Life (years) | Basis of Savings | Annual Savings @ Site (kwh/yr) | Annual Savings @ Busbar (kwh/yr) | Bulk Transmission System Coincident Factor | System Coincident Peak Reduction (KW) | Present Value Incremental Capital Cost ($/kWh) | Present Value O & M Cost ($/kWh) | Present Value of Periodic Capital Replacement Cost ($/kWh) | Total Present Value Cost ($/kWh) | Present Value Electric Energy Savings ($/kWh) | Present Value of Bulk Transmission System Benefits ($/kWh) | Present Value of Region Act's 10% Conservation Credit ($/kWh) | Total Present Value Regional Bulk Power System Benefits ($/kWh) | Net Present Value ($/kWh) | Benefit / Cost Ratio | Local Distribution System Load Factor | Local Distribution System Peak Load Reduction (kW) | Present Value of Local Transmission & Distribution System Benefits ($/kWh) | End-user Benefits | Societal Benefits | Present Value Non-Electric System Benefits ($/kWh) | Present Value Environmental Externalities Benefit ($/kWh) | Present Value Regional Costs ($/kWh) | Present Value Total Societal Benefits ($/kWh) | Net Present Value of Regional Costs & Benefits ($/kWh) | Benefit / Cost Ratio | Related Programs/Activities | Comments | Levelized Cost (Mills/kWh) | C&RD Credit | Reference Number
Pre94 NonSGC Manufactured Home Convert FAF w/CAC to Energy Star Geothermal Heat Pump w/PTCS Specifications - Zone 3 Heat - Zone 3 Cool | System must meet Energy Star specification, be installed by an International Ground Source Heat Pump Association certified installer (See: http://www.igshpa.okstate.edu/Technology/Installers/new/InstallerSearch.html for a listing of certified installers by state) in substantial compliance with the RTF's Appendix H - "Air-Source Heat Pump System Installation Standards" and Appendix I - "Geothermal Heat Pump Design and Installation Standards." Duct systems must also be PTCS(tm) or equivalent certified. | Pre94 NonSGC Manufactured Home with Forced Air Furnace w/CAC | Heating Zone 3 - Cooling Zone 3 | 7135 | 25 | 153.5918 | 30 | Deemed | 15509.6994 | 16692.314 | 0.32329 | 2.8744 | 0.42744 | 0.025898 | 0.0092013 | 0.42744 | 0.64301 | 0.0089329 | 0.083621 | 0.73522 | 0.30778 | 1.7201 | 0.20878 | 9.2665 | 0.19199 |  |  | 0 | 0 | 0.46254 | 0.92721 | 0.46467 | 2.0046 | The International Ground Source Heat Pump Association (http://www.igshpa.okstate.edu/), the Geothermal Resources Council (http://www.geothermal.org/) and the Geothermal Heat Pump Consortium (http://www.ghpc.org/) provide information on training, certification, system design and installation. A list of Energy Star qualifying models and the Energy Star program specifications can be found at: http://www.energystar.gov/index.cfm?c=geo_heat.pr_geo_heat_pumps |  | 26.7488 | 9818.0706 | RHV01023
Pre94 NonSGC Manufactured Home Convert FAF w/CAC to Energy Star Geothermal Heat Pump w/PTCS Specifications - Zone 2 Heat - Zone 3 Cool | System must meet Energy Star specification, be installed by an International Ground Source Heat Pump Association certified installer (See: http://www.igshpa.okstate.edu/Technology/Installers/new/InstallerSearch.html for a listing of certified installers by state) in substantial compliance with the RTF's Appendix H - "Air-Source Heat Pump System Installation Standards" and Appendix I - "Geothermal Heat Pump Design and Installation Standards." Duct systems must also be PTCS(tm) or equivalent certified. | Pre94 NonSGC Manufactured Home with Forced Air Furnace w/CAC | Heating Zone 2 - Cooling Zone 3 | 7135 | 25 | 153.5918 | 30 | Deemed | 13530.5309 | 14562.2339 | 0.31193 | 2.4101 | 0.48997 | 0.029686 | 0.010547 | 0.48997 | 0.65803 | 0.0085855 | 0.085145 | 0.75142 | 0.26146 | 1.5336 | 0.2086 | 8.1086 | 0.19257 |  |  | 0 | 0 | 0.5302 | 0.944 | 0.4138 | 1.7805 | The International Ground Source Heat Pump Association (http://www.igshpa.okstate.edu/), the Geothermal Resources Council (http://www.geothermal.org/) and the Geothermal Heat Pump Consortium (http://www.ghpc.org/) provide information on training, certification, system design and installation. A list of Energy Star qualifying models and the Energy Star program specifications can be found at: http://www.energystar.gov/index.cfm?c=geo_heat.pr_geo_heat_pumps |  | 30.6615 | 8753.9389 | RHV01020
Pre94 NonSGC Manufactured Home Convert FAF w/CAC to Energy Star Geothermal Heat Pump w/PTCS Specifications - Zone 3 Heat - Zone 1 Cool | System must meet Energy Star specification, be installed by an International Ground Source Heat Pump Association certified installer (See: http://www.igshpa.okstate.edu/Technology/Installers/new/InstallerSearch.html for a listing of certified installers by state) in substantial compliance with the RTF's Appendix H - "Air-Source Heat Pump System Installation Standards" and Appendix I - "Geothermal Heat Pump Design and Installation Standards." Duct systems must also be PTCS(tm) or equivalent certified. | Pre94 NonSGC Manufactured Home with Forced Air Furnace w/CAC | Heating Zone 3 - Cooling Zone 1 | 7135 | 25 | 153.5918 | 30 | Deemed | 13741.3261 | 14789.1022 | 0.3649 | 2.8744 | 0.48245 | 0.029231 | 0.010385 | 0.48245 | 0.57173 | 0.010083 | 0.076105 | 0.65753 | 0.17508 | 1.3629 | 0.21377 | 7.9884 | 0.18681 |  |  | 0 | 0 | 0.52207 | 0.84434 | 0.32227 | 1.6173 | The International Ground Source Heat Pump Association (http://www.igshpa.okstate.edu/), the Geothermal Resources Council (http://www.geothermal.org/) and the Geothermal Heat Pump Consortium (http://www.ghpc.org/) provide information on training, certification, system design and installation. A list of Energy Star qualifying models and the Energy Star program specifications can be found at: http://www.energystar.gov/index.cfm?c=geo_heat.pr_geo_heat_pumps |  | 30.1911 | 7779.4226 | RHV01021
Post93 NonSGC Manufactured Home Convert FAF w/CAC to Energy Star Geothermal Heat Pump w/PTCS Specifications - Zone 3 Heat - Zone 3 Cool | System must meet Energy Star specification, be installed by an International Ground Source Heat Pump Association certified installer (See: http://www.igshpa.okstate.edu/Technology/Installers/new/InstallerSearch.html for a listing of certified installers by state) in substantial compliance with the RTF's Appendix H - "Air-Source Heat Pump System Installation Standards" and Appendix I - "Geothermal Heat Pump Design and Installation Standards." Duct systems must also be PTCS(tm) or equivalent certified. | Post93 NonSGC Manufactured Home with Forced Air Furnace w/CAC | Heating Zone 3 - Cooling Zone 3 | 8385 | 25 | 153.5918 | 30 | Deemed | 14079.2302 | 15152.7715 | 0.31749 | 2.556 | 0.55336 | 0.028529 | 0.010136 | 0.55336 | 0.65061 | 0.0087507 | 0.08438 | 0.74341 | 0.19004 | 1.3434 | 0.20886 | 8.4194 | 0.19216 |  |  | 0 | 0 | 0.59203 | 0.93557 | 0.34354 | 1.5803 | The International Ground Source Heat Pump Association (http://www.igshpa.okstate.edu/), the Geothermal Resources Council (http://www.geothermal.org/) and the Geothermal Heat Pump Consortium (http://www.ghpc.org/) provide information on training, certification, system design and installation. A list of Energy Star qualifying models and the Energy Star program specifications can be found at: http://www.energystar.gov/index.cfm?c=geo_heat.pr_geo_heat_pumps |  | 34.2371 | 9011.7625 | RHV00968
Pre94 NonSGC Manufactured Home Convert FAF w/CAC to Energy Star Geothermal Heat Pump w/PTCS Specifications - Zone 2 Heat - Zone 2 Cool | System must meet Energy Star specification, be installed by an International Ground Source Heat Pump Association certified installer (See: http://www.igshpa.okstate.edu/Technology/Installers/new/InstallerSearch.html for a listing of certified installers by state) in substantial compliance with the RTF's Appendix H - "Air-Source Heat Pump System Installation Standards" and Appendix I - "Geothermal Heat Pump Design and Installation Standards." Duct systems must also be PTCS(tm) or equivalent certified. | Pre94 NonSGC Manufactured Home with Forced Air Furnace w/CAC | Heating Zone 2 - Cooling Zone 2 | 7135 | 25 | 153.5918 | 30 | Deemed | 12528.1174 | 13483.3864 | 0.33688 | 2.4101 | 0.52917 | 0.032062 | 0.011391 | 0.52917 | 0.60291 | 0.0092725 | 0.079394 | 0.69122 | 0.16205 | 1.3062 | 0.21169 | 7.3841 | 0.1894 |  |  | 0 | 0 | 0.57262 | 0.88062 | 0.30799 | 1.5379 | The International Ground Source Heat Pump Association (http://www.igshpa.okstate.edu/), the Geothermal Resources Council (http://www.geothermal.org/) and the Geothermal Heat Pump Consortium (http://www.ghpc.org/) provide information on training, certification, system design and installation. A list of Energy Star qualifying models and the Energy Star program specifications can be found at: http://www.energystar.gov/index.cfm?c=geo_heat.pr_geo_heat_pumps |  | 33.1148 | 7455.9783 | RHV01019
Pre94 NonSGC Manufactured Home Convert FAF w/CAC to Energy Star Geothermal Heat Pump w/PTCS Specifications - Zone 1 Heat - Zone 3 Cool | System must meet Energy Star specification, be installed by an International Ground Source Heat Pump Association certified installer (See: http://www.igshpa.okstate.edu/Technology/Installers/new/InstallerSearch.html for a listing of certified installers by state) in substantial compliance with the RTF's Appendix H - "Air-Source Heat Pump System Installation Standards" and Appendix I - "Geothermal Heat Pump Design and Installation Standards." Duct systems must also be PTCS(tm) or equivalent certified. | Pre94 NonSGC Manufactured Home with Forced Air Furnace w/CAC | Heating Zone 1 - Cooling Zone 3 | 7135 | 25 | 153.5918 | 30 | Deemed | 10659.1081 | 11471.8651 | 0.28793 | 1.7364 | 0.62196 | 0.037684 | 0.013389 | 0.62196 | 0.68971 | 0.0078521 | 0.088361 | 0.78563 | 0.16367 | 1.2632 | 0.20822 | 6.4286 | 0.1938 |  |  | 0 | 0 | 0.67303 | 0.97943 | 0.3064 | 1.4553 | The International Ground Source Heat Pump Association (http://www.igshpa.okstate.edu/), the Geothermal Resources Council (http://www.geothermal.org/) and the Geothermal Heat Pump Consortium (http://www.ghpc.org/) provide information on training, certification, system design and installation. A list of Energy Star qualifying models and the Energy Star program specifications can be found at: http://www.energystar.gov/index.cfm?c=geo_heat.pr_geo_heat_pumps |  | 38.9213 | 7210.0722 | RHV01017
Pre94 NonSGC Manufactured Home Convert FAF w/CAC to Energy Star Geothermal Heat Pump w/PTCS Specifications - Zone 2 Heat - Zone 1 Cool | System must meet Energy Star specification, be installed by an International Ground Source Heat Pump Association certified installer (See: http://www.igshpa.okstate.edu/Technology/Installers/new/InstallerSearch.html for a listing of certified installers by state) in substantial compliance with the RTF's Appendix H - "Air-Source Heat Pump System Installation Standards" and Appendix I - "Geothermal Heat Pump Design and Installation Standards." Duct systems must also be PTCS(tm) or equivalent certified. | Pre94 NonSGC Manufactured Home with Forced Air Furnace w/CAC | Heating Zone 2 - Cooling Zone 1 | 7135 | 25 | 153.5918 | 30 | Deemed | 11762.1576 | 12659.0221 | 0.35882 | 2.4101 | 0.56363 | 0.03415 | 0.012133 | 0.56363 | 0.577 | 0.0098763 | 0.076593 | 0.66309 | 0.099464 | 1.1765 | 0.2144 | 6.8305 | 0.18661 |  |  | 0 | 0 | 0.60991 | 0.8497 | 0.23979 | 1.3932 | The International Ground Source Heat Pump Association (http://www.igshpa.okstate.edu/), the Geothermal Resources Council (http://www.geothermal.org/) and the Geothermal Heat Pump Consortium (http://www.ghpc.org/) provide information on training, certification, system design and installation. A list of Energy Star qualifying models and the Energy Star program specifications can be found at: http://www.energystar.gov/index.cfm?c=geo_heat.pr_geo_heat_pumps |  | 35.2713 | 6715.2909 | RHV01018
Pre94 NonSGC Manufactured Home Convert FAF w/CAC to Energy Star Geothermal Heat Pump w/PTCS Specifications - Zone 3 Heat - Zone 2 Cool | System must meet Energy Star specification, be installed by an International Ground Source Heat Pump Association certified installer (See: http://www.igshpa.okstate.edu/Technology/Installers/new/InstallerSearch.html for a listing of certified installers by state) in substantial compliance with the RTF's Appendix H - "Air-Source Heat Pump System Installation Standards" and Appendix I - "Geothermal Heat Pump Design and Installation Standards." Duct systems must also be PTCS(tm) or equivalent certified. | Pre94 NonSGC Manufactured Home with Forced Air Furnace w/CAC | Heating Zone 3 - Cooling Zone 2 | 7135 | 25 | 153.5918 | 30 | Deemed | 11762.1576 | 12659.0221 | 0.35882 | 2.4101 | 0.56363 | 0.03415 | 0.012133 | 0.56363 | 0.577 | 0.0098763 | 0.076593 | 0.66309 | 0.099464 | 1.1765 | 0.2144 | 6.8305 | 0.18661 |  |  | 0 | 0 | 0.60991 | 0.8497 | 0.23979 | 1.3932 | The International Ground Source Heat Pump Association (http://www.igshpa.okstate.edu/), the Geothermal Resources Council (http://www.geothermal.org/) and the Geothermal Heat Pump Consortium (http://www.ghpc.org/) provide information on training, certification, system design and installation. A list of Energy Star qualifying models and the Energy Star program specifications can be found at: http://www.energystar.gov/index.cfm?c=geo_heat.pr_geo_heat_pumps |  | 35.2713 | 6715.2909 | RHV01022
Post93 NonSGC Manufactured Home Convert FAF w/CAC to Energy Star Geothermal Heat Pump w/PTCS Specifications - Zone 2 Heat - Zone 3 Cool | System must meet Energy Star specification, be installed by an International Ground Source Heat Pump Association certified installer (See: http://www.igshpa.okstate.edu/Technology/Installers/new/InstallerSearch.html for a listing of certified installers by state) in substantial compliance with the RTF's Appendix H - "Air-Source Heat Pump System Installation Standards" and Appendix I - "Geothermal Heat Pump Design and Installation Standards." Duct systems must also be PTCS(tm) or equivalent certified. | Post93 NonSGC Manufactured Home with Forced Air Furnace w/CAC | Heating Zone 2 - Cooling Zone 3 | 8385 | 25 | 153.5918 | 30 | Deemed | 12155.9796 | 13082.873 | 0.30428 | 2.1048 | 0.64091 | 0.033043 | 0.01174 | 0.64091 | 0.66805 | 0.0083461 | 0.086148 | 0.76223 | 0.12131 | 1.1893 | 0.20868 | 7.2942 | 0.19282 |  |  | 0 | 0 | 0.6857 | 0.95505 | 0.26935 | 1.3928 | The International Ground Source Heat Pump Association (http://www.igshpa.okstate.edu/), the Geothermal Resources Council (http://www.geothermal.org/) and the Geothermal Heat Pump Consortium (http://www.ghpc.org/) provide information on training, certification, system design and installation. A list of Energy Star qualifying models and the Energy Star program specifications can be found at: http://www.energystar.gov/index.cfm?c=geo_heat.pr_geo_heat_pumps |  | 39.6539 | 7977.6958 | RHV00965
Pre94 NonSGC Manufactured Home Convert FAF w/o CAC to Energy Star Geothermal Heat Pump w/PTCS Specifications - Zone 3 Heat - Zone 1 Cool | System must meet Energy Star specification, be installed by an International Ground Source Heat Pump Association certified installer (See: http://www.igshpa.okstate.edu/Technology/Installers/new/InstallerSearch.html for a listing of certified installers by state) in substantial compliance with the RTF's Appendix H - "Air-Source Heat Pump System Installation Standards" and Appendix I - "Geothermal Heat Pump Design and Installation Standards." Duct systems must also be PTCS(tm) or equivalent certified. | Pre94 NonSGC Manufactured Home with Forced Air Furnace w/o CAC | Heating Zone 3 - Cooling Zone 1 | 7135 | 25 | 153.5918 | 30 | Deemed | 12410.7955 | 13357.1187 | 0.40402 | 2.8744 | 0.53417 | 0.032365 | 0.011499 | 0.53417 | 0.5394 | 0.011163 | 0.072508 | 0.62264 | 0.088471 | 1.1656 | 0.21846 | 7.0269 | 0.18194 |  |  | 0 | 0 | 0.57804 | 0.80458 | 0.22655 | 1.3919 | The International Ground Source Heat Pump Association (http://www.igshpa.okstate.edu/), the Geothermal Resources Council (http://www.geothermal.org/) and the Geothermal Heat Pump Consortium (http://www.ghpc.org/) provide information on training, certification, system design and installation. A list of Energy Star qualifying models and the Energy Star program specifications can be found at: http://www.energystar.gov/index.cfm?c=geo_heat.pr_geo_heat_pumps |  | 33.4278 | 6653.3755 | RHV01030
Pre94 NonSGC Manufactured Home Convert FAF w/o CAC to Energy Star Geothermal Heat Pump w/PTCS Specifications - Zone 3 Heat - Zone 2 Cool | System must meet Energy Star specification, be installed by an International Ground Source Heat Pump Association certified installer (See: http://www.igshpa.okstate.edu/Technology/Installers/new/InstallerSearch.html for a listing of certified installers by state) in substantial compliance with the RTF's Appendix H - "Air-Source Heat Pump System Installation Standards" and Appendix I - "Geothermal Heat Pump Design and Installation Standards." Duct systems must also be PTCS(tm) or equivalent certified. | Pre94 NonSGC Manufactured Home with Forced Air Furnace w/o CAC | Heating Zone 3 - Cooling Zone 2 | 7135 | 25 | 153.5918 | 30 | Deemed | 12136.2785 | 13061.6697 | 0.41315 | 2.8744 | 0.54625 | 0.033097 | 0.011759 | 0.54625 | 0.52901 | 0.011416 | 0.071383 | 0.61137 | 0.065112 | 1.1192 | 0.21956 | 6.8285 | 0.1808 |  |  | 0 | 0 | 0.59111 | 0.79217 | 0.20106 | 1.3401 | The International Ground Source Heat Pump Association (http://www.igshpa.okstate.edu/), the Geothermal Resources Council (http://www.geothermal.org/) and the Geothermal Heat Pump Consortium (http://www.ghpc.org/) provide information on training, certification, system design and installation. A list of Energy Star qualifying models and the Energy Star program specifications can be found at: http://www.energystar.gov/index.cfm?c=geo_heat.pr_geo_heat_pumps |  | 34.184 | 6388.3699 | RHV01031
Post93 NonSGC Manufactured Home Convert FAF w/CAC to Energy Star Geothermal Heat Pump w/PTCS Specifications - Zone 3 Heat - Zone 2 Cool | System must meet Energy Star specification, be installed by an International Ground Source Heat Pump Association certified installer (See: http://www.igshpa.okstate.edu/Technology/Installers/new/InstallerSearch.html for a listing of certified installers by state) in substantial compliance with the RTF's Appendix H - "Air-Source Heat Pump System Installation Standards" and Appendix I - "Geothermal Heat Pump Design and Installation Standards." Duct systems must also be PTCS(tm) or equivalent certified. | Post93 NonSGC Manufactured Home with Forced Air Furnace w/CAC | Heating Zone 3 - Cooling Zone 2 | 8385 | 25 | 153.5918 | 30 | Deemed | 12696.0789 | 13664.1549 | 0.35208 | 2.556 | 0.61365 | 0.031638 | 0.01124 | 0.61365 | 0.58818 | 0.009704 | 0.077808 | 0.67531 | 0.061666 | 1.1005 | 0.2131 | 7.4198 | 0.1878 |  |  | 0 | 0 | 0.65653 | 0.86311 | 0.20658 | 1.3147 | The International Ground Source Heat Pump Association (http://www.igshpa.okstate.edu/), the Geothermal Resources Council (http://www.geothermal.org/) and the Geothermal Heat Pump Consortium (http://www.ghpc.org/) provide information on training, certification, system design and installation. A list of Energy Star qualifying models and the Energy Star program specifications can be found at: http://www.energystar.gov/index.cfm?c=geo_heat.pr_geo_heat_pumps |  | 37.967 | 7382.0845 | RHV00967
Pre94 NonSGC Manufactured Home Convert FAF w/o CAC to Energy Star Geothermal Heat Pump w/PTCS Specifications - Zone 3 Heat - Zone 3 Cool | System must meet Energy Star specification, be installed by an International Ground Source Heat Pump Association certified installer (See: http://www.igshpa.okstate.edu/Technology/Installers/new/InstallerSearch.html for a listing of certified installers by state) in substantial compliance with the RTF's Appendix H - "Air-Source Heat Pump System Installation Standards" and Appendix I - "Geothermal Heat Pump Design and Installation Standards." Duct systems must also be PTCS(tm) or equivalent certified. | Pre94 NonSGC Manufactured Home with Forced Air Furnace w/o CAC | Heating Zone 3 - Cooling Zone 3 | 7135 | 25 | 153.5918 | 30 | Deemed | 11761.9417 | 12658.7898 | 0.4263 | 2.8744 | 0.56364 | 0.03415 | 0.012133 | 0.56364 | 0.50343 | 0.011779 | 0.068703 | 0.58346 | 0.019818 | 1.0352 | 0.22113 | 6.5579 | 0.17916 |  |  | 0 | 0 | 0.60992 | 0.76262 | 0.1527 | 1.2504 | The International Ground Source Heat Pump Association (http://www.igshpa.okstate.edu/), the Geothermal Resources Council (http://www.geothermal.org/) and the Geothermal Heat Pump Consortium (http://www.ghpc.org/) provide information on training, certification, system design and installation. A list of Energy Star qualifying models and the Energy Star program specifications can be found at: http://www.energystar.gov/index.cfm?c=geo_heat.pr_geo_heat_pumps |  | 35.2719 | 5908.699 | RHV01032
Pre94 NonSGC Manufactured Home Convert FAF w/CAC to Energy Star Geothermal Heat Pump w/PTCS Specifications - Zone 1 Heat - Zone 2 Cool | System must meet Energy Star specification, be installed by an International Ground Source Heat Pump Association certified installer (See: http://www.igshpa.okstate.edu/Technology/Installers/new/InstallerSearch.html for a listing of certified installers by state) in substantial compliance with the RTF's Appendix H - "Air-Source Heat Pump System Installation Standards" and Appendix I - "Geothermal Heat Pump Design and Installation Standards." Duct systems must also be PTCS(tm) or equivalent certified. | Pre94 NonSGC Manufactured Home with Forced Air Furnace w/CAC | Heating Zone 1 - Cooling Zone 2 | 7135 | 25 | 153.5918 | 30 | Deemed | 9656.6945 | 10393.0175 | 0.31782 | 1.7364 | 0.68652 | 0.041595 | 0.014778 | 0.68652 | 0.6215 | 0.0086672 | 0.081235 | 0.71107 | 0.024549 | 1.0358 | 0.21219 | 5.7042 | 0.18981 |  |  | 0 | 0 | 0.74289 | 0.90088 | 0.15799 | 1.2127 | The International Ground Source Heat Pump Association (http://www.igshpa.okstate.edu/), the Geothermal Resources Council (http://www.geothermal.org/) and the Geothermal Heat Pump Consortium (http://www.ghpc.org/) provide information on training, certification, system design and installation. A list of Energy Star qualifying models and the Energy Star program specifications can be found at: http://www.energystar.gov/index.cfm?c=geo_heat.pr_geo_heat_pumps |  | 42.9615 | 5912.1116 | RHV01016
Post93 NonSGC Manufactured Home Convert FAF w/CAC to Energy Star Geothermal Heat Pump w/PTCS Specifications - Zone 3 Heat - Zone 1 Cool | System must meet Energy Star specification, be installed by an International Ground Source Heat Pump Association certified installer (See: http://www.igshpa.okstate.edu/Technology/Installers/new/InstallerSearch.html for a listing of certified installers by state) in substantial compliance with the RTF's Appendix H - "Air-Source Heat Pump System Installation Standards" and Appendix I - "Geothermal Heat Pump Design and Installation Standards." Duct systems must also be PTCS(tm) or equivalent certified. | Post93 NonSGC Manufactured Home with Forced Air Furnace w/CAC | Heating Zone 3 - Cooling Zone 1 | 8385 | 25 | 153.5918 | 30 | Deemed | 12047.5971 | 12966.2264 | 0.37103 | 2.556 | 0.64668 | 0.033341 | 0.011846 | 0.64668 | 0.56683 | 0.010226 | 0.075494 | 0.65216 | 0.0054757 | 1.0085 | 0.21542 | 6.9512 | 0.1854 |  |  | 0 | 0 | 0.69187 | 0.83756 | 0.14569 | 1.2106 | The International Ground Source Heat Pump Association (http://www.igshpa.okstate.edu/), the Geothermal Resources Council (http://www.geothermal.org/) and the Geothermal Heat Pump Consortium (http://www.ghpc.org/) provide information on training, certification, system design and installation. A list of Energy Star qualifying models and the Energy Star program specifications can be found at: http://www.energystar.gov/index.cfm?c=geo_heat.pr_geo_heat_pumps |  | 40.0107 | 6764.7959 | RHV00966
Pre94 NonSGC Manufactured Home Convert FAF w/o CAC to Energy Star Geothermal Heat Pump w/PTCS Specifications - Zone 2 Heat - Zone 1 Cool | System must meet Energy Star specification, be installed by an International Ground Source Heat Pump Association certified installer (See: http://www.igshpa.okstate.edu/Technology/Installers/new/InstallerSearch.html for a listing of certified installers by state) in substantial compliance with the RTF's Appendix H - "Air-Source Heat Pump System Installation Standards" and Appendix I - "Geothermal Heat Pump Design and Installation Standards." Duct systems must also be PTCS(tm) or equivalent certified. | Pre94 NonSGC Manufactured Home with Forced Air Furnace w/o CAC | Heating Zone 2 - Cooling Zone 1 | 7135 | 25 | 153.5918 | 30 | Deemed | 10431.6271 | 11227.0386 | 0.40459 | 2.4101 | 0.63552 | 0.038505 | 0.013681 | 0.63552 | 0.53921 | 0.011136 | 0.072376 | 0.6223 | -0.013222 | 0.9792 | 0.22006 | 5.869 | 0.18079 |  |  | 0 | 0 | 0.6877 | 0.80309 | 0.11538 | 1.1678 | The International Ground Source Heat Pump Association (http://www.igshpa.okstate.edu/), the Geothermal Resources Council (http://www.geothermal.org/) and the Geothermal Heat Pump Consortium (http://www.ghpc.org/) provide information on training, certification, system design and installation. A list of Energy Star qualifying models and the Energy Star program specifications can be found at: http://www.energystar.gov/index.cfm?c=geo_heat.pr_geo_heat_pumps |  | 39.77 | 5589.2438 | RHV01027
SGC Manufactured Home Convert FAF w/CAC to Energy Star Geothermal Heat Pump w/PTCS Specifications - Zone 3 Heat - Zone 3 Cool | System must meet Energy Star specification, be installed by an International Ground Source Heat Pump Association certified installer (See: http://www.igshpa.okstate.edu/Technology/Installers/new/InstallerSearch.html for a listing of certified installers by state) in substantial compliance with the RTF's Appendix H - "Air-Source Heat Pump System Installation Standards" and Appendix I - "Geothermal Heat Pump Design and Installation Standards." Duct systems must also be PTCS(tm) or equivalent certified. | SGC Manufactured Home with Forced Air Furnace w/CAC | Heating Zone 3 - Cooling Zone 3 | 8385 | 25 | 153.5918 | 30 | Deemed | 10022.657 | 10786.8846 | 0.28723 | 1.8879 | 0.77733 | 0.040077 | 0.014239 | 0.77733 | 0.65446 | 0.0090792 | 0.086882 | 0.75008 | -0.027256 | 0.96494 | 0.18934 | 6.6699 | 0.21385 |  |  | 0 | 0 | 0.83165 | 0.96392 | 0.13227 | 1.1591 | The International Ground Source Heat Pump Association (http://www.igshpa.okstate.edu/), the Geothermal Resources Council (http://www.geothermal.org/) and the Geothermal Heat Pump Consortium (http://www.ghpc.org/) provide information on training, certification, system design and installation. A list of Energy Star qualifying models and the Energy Star program specifications can be found at: http://www.energystar.gov/index.cfm?c=geo_heat.pr_geo_heat_pumps |  | 48.0943 | 6472.7867 | RHV01077
Post93 NonSGC Manufactured Home Convert FAF w/CAC to Energy Star Geothermal Heat Pump w/PTCS Specifications - Zone 1 Heat - Zone 3 Cool | System must meet Energy Star specification, be installed by an International Ground Source Heat Pump Association certified installer (See: http://www.igshpa.okstate.edu/Technology/Installers/new/InstallerSearch.html for a listing of certified installers by state) in substantial compliance with the RTF's Appendix H - "Air-Source Heat Pump System Installation Standards" and Appendix I - "Geothermal Heat Pump Design and Installation Standards." Duct systems must also be PTCS(tm) or equivalent certified. | Post93 NonSGC Manufactured Home with Forced Air Furnace w/CAC | Heating Zone 1 - Cooling Zone 3 | 8385 | 25 | 153.5918 | 30 | Deemed | 9507.366 | 10232.3027 | 0.27734 | 1.4835 | 0.81946 | 0.042249 | 0.01501 | 0.81946 | 0.70362 | 0.0075209 | 0.089755 | 0.80061 | -0.018858 | 0.97699 | 0.20831 | 5.7447 | 0.19416 |  |  | 0 | 0 | 0.87672 | 0.99477 | 0.11805 | 1.1346 | The International Ground Source Heat Pump Association (http://www.igshpa.okstate.edu/), the Geothermal Resources Council (http://www.geothermal.org/) and the Geothermal Heat Pump Consortium (http://www.ghpc.org/) provide information on training, certification, system design and installation. A list of Energy Star qualifying models and the Energy Star program specifications can be found at: http://www.energystar.gov/index.cfm?c=geo_heat.pr_geo_heat_pumps |  | 50.7009 | 6553.6262 | RHV00962
Post93 NonSGC Manufactured Home Convert FAF w/CAC to Energy Star Geothermal Heat Pump w/PTCS Specifications - Zone 2 Heat - Zone 2 Cool | System must meet Energy Star specification, be installed by an International Ground Source Heat Pump Association certified installer (See: http://www.igshpa.okstate.edu/Technology/Installers/new/InstallerSearch.html for a listing of certified installers by state) in substantial compliance with the RTF's Appendix H - "Air-Source Heat Pump System Installation Standards" and Appendix I - "Geothermal Heat Pump Design and Installation Standards." Duct systems must also be PTCS(tm) or equivalent certified. | Post93 NonSGC Manufactured Home with Forced Air Furnace w/CAC | Heating Zone 2 - Cooling Zone 2 | 8385 | 25 | 153.5918 | 30 | Deemed | 10772.8283 | 11594.2564 | 0.34335 | 2.1048 | 0.7232 | 0.037286 | 0.013247 | 0.7232 | 0.59671 | 0.0094177 | 0.07863 | 0.68439 | -0.03881 | 0.94634 | 0.21365 | 6.2946 | 0.18776 |  |  | 0 | 0 | 0.77374 | 0.87215 | 0.098417 | 1.1272 | The International Ground Source Heat Pump Association (http://www.igshpa.okstate.edu/), the Geothermal Resources Council (http://www.geothermal.org/) and the Geothermal Heat Pump Consortium (http://www.ghpc.org/) provide information on training, certification, system design and installation. A list of Energy Star qualifying models and the Energy Star program specifications can be found at: http://www.energystar.gov/index.cfm?c=geo_heat.pr_geo_heat_pumps |  | 44.7452 | 6348.0179 | RHV00964
Pre94 NonSGC Manufactured Home Convert FAF w/o CAC to Energy Star Geothermal Heat Pump w/PTCS Specifications - Zone 2 Heat - Zone 2 Cool | System must meet Energy Star specification, be installed by an International Ground Source Heat Pump Association certified installer (See: http://www.igshpa.okstate.edu/Technology/Installers/new/InstallerSearch.html for a listing of certified installers by state) in substantial compliance with the RTF's Appendix H - "Air-Source Heat Pump System Installation Standards" and Appendix I - "Geothermal Heat Pump Design and Installation Standards." Duct systems must also be PTCS(tm) or equivalent certified. | Pre94 NonSGC Manufactured Home with Forced Air Furnace w/o CAC | Heating Zone 2 - Cooling Zone 2 | 7135 | 25 | 153.5918 | 30 | Deemed | 10157.11 | 10931.5897 | 0.41552 | 2.4101 | 0.6527 | 0.039546 | 0.01405 | 0.6527 | 0.52679 | 0.011437 | 0.071028 | 0.60881 | -0.043882 | 0.93277 | 0.22142 | 5.6706 | 0.1794 |  |  | 0 | 0 | 0.70629 | 0.78821 | 0.081921 | 1.116 | The International Ground Source Heat Pump Association (http://www.igshpa.okstate.edu/), the Geothermal Resources Council (http://www.geothermal.org/) and the Geothermal Heat Pump Consortium (http://www.ghpc.org/) provide information on training, certification, system design and installation. A list of Energy Star qualifying models and the Energy Star program specifications can be found at: http://www.energystar.gov/index.cfm?c=geo_heat.pr_geo_heat_pumps |  | 40.8449 | 5324.2382 | RHV01028
Pre94 NonSGC Manufactured Home Convert Air Source Heat Pump to Energy Star Geothermal Heat Pump w/PTCS Specifications - Zone 3 Heat - Zone 3 Cool | System must meet Energy Star specification, be installed by an International Ground Source Heat Pump Association certified installer (See: http://www.igshpa.okstate.edu/Technology/Installers/new/InstallerSearch.html for a listing of certified installers by state) in substantial compliance with the RTF's Appendix H - "Air-Source Heat Pump System Installation Standards" and Appendix I - "Geothermal Heat Pump Design and Installation Standards." Duct systems must also be PTCS(tm) or equivalent certified. | Pre94 NonSGC Manufactured Home with Air Source Heat Pump | Heating Zone 3 - Cooling Zone 3 | 7135 | 25 | 153.5918 | 30 | Deemed | 7556.0362 | 8132.1839 | 0.24149 | 1.0084 | 0.87738 | 0.053159 | 0.018887 | 0.87738 | 0.75104 | 0.0064328 | 0.094586 | 0.85181 | -0.025568 | 0.97086 | 0.20749 | 4.6132 | 0.19619 |  |  | 0 | 0 | 0.94942 | 1.048 | 0.098573 | 1.1038 | The International Ground Source Heat Pump Association (http://www.igshpa.okstate.edu/), the Geothermal Resources Council (http://www.geothermal.org/) and the Geothermal Heat Pump Consortium (http://www.ghpc.org/) provide information on training, certification, system design and installation. A list of Energy Star qualifying models and the Energy Star program specifications can be found at: http://www.energystar.gov/index.cfm?c=geo_heat.pr_geo_heat_pumps |  | 54.9053 | 5541.6558 | RHV01014
Post93 NonSGC Manufactured Home Convert FAF w/o CAC to Energy Star Geothermal Heat Pump w/PTCS Specifications - Zone 3 Heat - Zone 1 Cool | System must meet Energy Star specification, be installed by an International Ground Source Heat Pump Association certified installer (See: http://www.igshpa.okstate.edu/Technology/Installers/new/InstallerSearch.html for a listing of certified installers by state) in substantial compliance with the RTF's Appendix H - "Air-Source Heat Pump System Installation Standards" and Appendix I - "Geothermal Heat Pump Design and Installation Standards." Duct systems must also be PTCS(tm) or equivalent certified. | Post93 NonSGC Manufactured Home with Forced Air Furnace w/o CAC | Heating Zone 3 - Cooling Zone 1 | 8385 | 25 | 153.5918 | 30 | Deemed | 11171.5218 | 12023.3503 | 0.40013 | 2.556 | 0.69739 | 0.035955 | 0.012774 | 0.69739 | 0.5428 | 0.011028 | 0.072814 | 0.62621 | -0.071178 | 0.89794 | 0.21898 | 6.318 | 0.18173 |  |  | 0 | 0 | 0.74612 | 0.80795 | 0.061825 | 1.0829 | The International Ground Source Heat Pump Association (http://www.igshpa.okstate.edu/), the Geothermal Resources Council (http://www.geothermal.org/) and the Geothermal Heat Pump Consortium (http://www.ghpc.org/) provide information on training, certification, system design and installation. A list of Energy Star qualifying models and the Energy Star program specifications can be found at: http://www.energystar.gov/index.cfm?c=geo_heat.pr_geo_heat_pumps |  | 43.1483 | 6023.3607 | RHV00975
Pre94 NonSGC Manufactured Home Convert FAF w/CAC to Energy Star Geothermal Heat Pump w/PTCS Specifications - Zone 1 Heat - Zone 1 Cool | System must meet Energy Star specification, be installed by an International Ground Source Heat Pump Association certified installer (See: http://www.igshpa.okstate.edu/Technology/Installers/new/InstallerSearch.html for a listing of certified installers by state) in substantial compliance with the RTF's Appendix H - "Air-Source Heat Pump System Installation Standards" and Appendix I - "Geothermal Heat Pump Design and Installation Standards." Duct systems must also be PTCS(tm) or equivalent certified. | Pre94 NonSGC Manufactured Home with Forced Air Furnace w/CAC | Heating Zone 1 - Cooling Zone 1 | 7135 | 25 | 153.5918 | 30 | Deemed | 8890.7347 | 9568.6533 | 0.3452 | 1.7364 | 0.74566 | 0.045179 | 0.016052 | 0.74566 | 0.58883 | 0.0094139 | 0.077688 | 0.67557 | -0.070095 | 0.906 | 0.21582 | 5.1506 | 0.18616 |  |  | 0 | 0 | 0.80689 | 0.86173 | 0.054834 | 1.068 | The International Ground Source Heat Pump Association (http://www.igshpa.okstate.edu/), the Geothermal Resources Council (http://www.geothermal.org/) and the Geothermal Heat Pump Consortium (http://www.ghpc.org/) provide information on training, certification, system design and installation. A list of Energy Star qualifying models and the Energy Star program specifications can be found at: http://www.energystar.gov/index.cfm?c=geo_heat.pr_geo_heat_pumps |  | 46.6628 | 5171.4242 | RHV01015
Post93 NonSGC Manufactured Home Convert FAF w/o CAC to Energy Star Geothermal Heat Pump w/PTCS Specifications - Zone 3 Heat - Zone 2 Cool | System must meet Energy Star specification, be installed by an International Ground Source Heat Pump Association certified installer (See: http://www.igshpa.okstate.edu/Technology/Installers/new/InstallerSearch.html for a listing of certified installers by state) in substantial compliance with the RTF's Appendix H - "Air-Source Heat Pump System Installation Standards" and Appendix I - "Geothermal Heat Pump Design and Installation Standards." Duct systems must also be PTCS(tm) or equivalent certified. | Post93 NonSGC Manufactured Home with Forced Air Furnace w/o CAC | Heating Zone 3 - Cooling Zone 2 | 8385 | 25 | 153.5918 | 30 | Deemed | 10939.7619 | 11773.9187 | 0.40861 | 2.556 | 0.71217 | 0.036717 | 0.013045 | 0.71217 | 0.53346 | 0.011262 | 0.0718 | 0.61609 | -0.09608 | 0.86509 | 0.22001 | 6.1505 | 0.18066 |  |  | 0 | 0 | 0.76193 | 0.79675 | 0.03482 | 1.0457 | The International Ground Source Heat Pump Association (http://www.igshpa.okstate.edu/), the Geothermal Resources Council (http://www.geothermal.org/) and the Geothermal Heat Pump Consortium (http://www.ghpc.org/) provide information on training, certification, system design and installation. A list of Energy Star qualifying models and the Energy Star program specifications can be found at: http://www.energystar.gov/index.cfm?c=geo_heat.pr_geo_heat_pumps |  | 44.0624 | 5803.0041 | RHV00976
SGC Manufactured Home Convert FAF w/CAC to Energy Star Geothermal Heat Pump w/PTCS Specifications - Zone 2 Heat - Zone 3 Cool | System must meet Energy Star specification, be installed by an International Ground Source Heat Pump Association certified installer (See: http://www.igshpa.okstate.edu/Technology/Installers/new/InstallerSearch.html for a listing of certified installers by state) in substantial compliance with the RTF's Appendix H - "Air-Source Heat Pump System Installation Standards" and Appendix I - "Geothermal Heat Pump Design and Installation Standards." Duct systems must also be PTCS(tm) or equivalent certified. | SGC Manufactured Home with Forced Air Furnace w/CAC | Heating Zone 2 - Cooling Zone 3 | 8385 | 25 | 153.5918 | 30 | Deemed | 8811.9652 | 9483.8775 | 0.27641 | 1.582 | 0.88413 | 0.045583 | 0.016195 | 0.88413 | 0.67091 | 0.0086537 | 0.088381 | 0.76761 | -0.11652 | 0.86821 | 0.19089 | 5.8343 | 0.21275 |  |  | 0 | 0 | 0.94591 | 0.98037 | 0.034459 | 1.0364 | The International Ground Source Heat Pump Association (http://www.igshpa.okstate.edu/), the Geothermal Resources Council (http://www.geothermal.org/) and the Geothermal Heat Pump Consortium (http://www.ghpc.org/) provide information on training, certification, system design and installation. A list of Energy Star qualifying models and the Energy Star program specifications can be found at: http://www.energystar.gov/index.cfm?c=geo_heat.pr_geo_heat_pumps |  | 54.702 | 5823.9687 | RHV01074
Pre94 NonSGC Manufactured Home Convert Air Source Heat Pump to Energy Star Geothermal Heat Pump w/PTCS Specifications - Zone 2 Heat - Zone 3 Cool | System must meet Energy Star specification, be installed by an International Ground Source Heat Pump Association certified installer (See: http://www.igshpa.okstate.edu/Technology/Installers/new/InstallerSearch.html for a listing of certified installers by state) in substantial compliance with the RTF's Appendix H - "Air-Source Heat Pump System Installation Standards" and Appendix I - "Geothermal Heat Pump Design and Installation Standards." Duct systems must also be PTCS(tm) or equivalent certified. | Pre94 NonSGC Manufactured Home with Air Source Heat Pump | Heating Zone 2 - Cooling Zone 3 | 7135 | 25 | 153.5918 | 30 | Deemed | 6946.2354 | 7475.8859 | 0.22749 | 0.86536 | 0.9544 | 0.057826 | 0.020545 | 0.9544 | 0.76953 | 0.0060048 | 0.096464 | 0.87177 | -0.082634 | 0.91342 | 0.20727 | 4.2564 | 0.19691 |  |  | 0 | 0 | 1.0328 | 1.0687 | 0.035901 | 1.0348 | The International Ground Source Heat Pump Association (http://www.igshpa.okstate.edu/), the Geothermal Resources Council (http://www.geothermal.org/) and the Geothermal Heat Pump Consortium (http://www.ghpc.org/) provide information on training, certification, system design and installation. A list of Energy Star qualifying models and the Energy Star program specifications can be found at: http://www.energystar.gov/index.cfm?c=geo_heat.pr_geo_heat_pumps |  | 59.7253 | 5213.7866 | RHV01011
Pre94 NonSGC Manufactured Home Convert FAF w/o CAC to Energy Star Geothermal Heat Pump w/PTCS Specifications - Zone 2 Heat - Zone 3 Cool | System must meet Energy Star specification, be installed by an International Ground Source Heat Pump Association certified installer (See: http://www.igshpa.okstate.edu/Technology/Installers/new/InstallerSearch.html for a listing of certified installers by state) in substantial compliance with the RTF's Appendix H - "Air-Source Heat Pump System Installation Standards" and Appendix I - "Geothermal Heat Pump Design and Installation Standards." Duct systems must also be PTCS(tm) or equivalent certified. | Pre94 NonSGC Manufactured Home with Forced Air Furnace w/o CAC | Heating Zone 2 - Cooling Zone 3 | 7135 | 25 | 153.5918 | 30 | Deemed | 9782.7732 | 10528.7097 | 0.43142 | 2.4101 | 0.67767 | 0.041059 | 0.014588 | 0.67767 | 0.49595 | 0.011875 | 0.067792 | 0.57516 | -0.10251 | 0.84873 | 0.22339 | 5.4 | 0.17738 |  |  | 0 | 0 | 0.73332 | 0.75254 | 0.019221 | 1.0262 | The International Ground Source Heat Pump Association (http://www.igshpa.okstate.edu/), the Geothermal Resources Council (http://www.geothermal.org/) and the Geothermal Heat Pump Consortium (http://www.ghpc.org/) provide information on training, certification, system design and installation. A list of Energy Star qualifying models and the Energy Star program specifications can be found at: http://www.energystar.gov/index.cfm?c=geo_heat.pr_geo_heat_pumps |  | 42.4078 | 4844.5672 | RHV01029
Post93 NonSGC Manufactured Home Convert FAF w/CAC to Energy Star Geothermal Heat Pump w/PTCS Specifications - Zone 2 Heat - Zone 1 Cool | System must meet Energy Star specification, be installed by an International Ground Source Heat Pump Association certified installer (See: http://www.igshpa.okstate.edu/Technology/Installers/new/InstallerSearch.html for a listing of certified installers by state) in substantial compliance with the RTF's Appendix H - "Air-Source Heat Pump System Installation Standards" and Appendix I - "Geothermal Heat Pump Design and Installation Standards." Duct systems must also be PTCS(tm) or equivalent certified. | Post93 NonSGC Manufactured Home with Forced Air Furnace w/CAC | Heating Zone 2 - Cooling Zone 1 | 8385 | 25 | 153.5918 | 30 | Deemed | 10124.3465 | 10896.3279 | 0.36534 | 2.1048 | 0.76952 | 0.039674 | 0.014096 | 0.76952 | 0.57185 | 0.010021 | 0.075929 | 0.65742 | -0.11211 | 0.85431 | 0.21644 | 5.826 | 0.18491 |  |  | 0 | 0 | 0.82329 | 0.84233 | 0.019032 | 1.0231 | The International Ground Source Heat Pump Association (http://www.igshpa.okstate.edu/), the Geothermal Resources Council (http://www.geothermal.org/) and the Geothermal Heat Pump Consortium (http://www.ghpc.org/) provide information on training, certification, system design and installation. A list of Energy Star qualifying models and the Energy Star program specifications can be found at: http://www.energystar.gov/index.cfm?c=geo_heat.pr_geo_heat_pumps |  | 47.6112 | 5730.7292 | RHV00963
SGC Manufactured Home Convert FAF w/CAC to Energy Star Geothermal Heat Pump w/PTCS Specifications - Zone 3 Heat - Zone 2 Cool | System must meet Energy Star specification, be installed by an International Ground Source Heat Pump Association certified installer (See: http://www.igshpa.okstate.edu/Technology/Installers/new/InstallerSearch.html for a listing of certified installers by state) in substantial compliance with the RTF's Appendix H - "Air-Source Heat Pump System Installation Standards" and Appendix I - "Geothermal Heat Pump Design and Installation Standards." Duct systems must also be PTCS(tm) or equivalent certified. | SGC Manufactured Home with Forced Air Furnace w/CAC | Heating Zone 3 - Cooling Zone 2 | 8385 | 25 | 153.5918 | 30 | Deemed | 8967.384 | 9651.147 | 0.32104 | 1.8879 | 0.86881 | 0.044793 | 0.015914 | 0.86881 | 0.5883 | 0.010148 | 0.08016 | 0.67822 | -0.19059 | 0.78063 | 0.19161 | 5.9073 | 0.21168 |  |  | 0 | 0 | 0.92952 | 0.8899 | -0.039615 | 0.95738 | The International Ground Source Heat Pump Association (http://www.igshpa.okstate.edu/), the Geothermal Resources Council (http://www.geothermal.org/) and the Geothermal Heat Pump Consortium (http://www.ghpc.org/) provide information on training, certification, system design and installation. A list of Energy Star qualifying models and the Energy Star program specifications can be found at: http://www.energystar.gov/index.cfm?c=geo_heat.pr_geo_heat_pumps |  | 53.754 | 5236.464 | RHV01076
Post93 NonSGC Manufactured Home Convert FAF w/o CAC to Energy Star Geothermal Heat Pump w/PTCS Specifications - Zone 3 Heat - Zone 3 Cool | System must meet Energy Star specification, be installed by an International Ground Source Heat Pump Association certified installer (See: http://www.igshpa.okstate.edu/Technology/Installers/new/InstallerSearch.html for a listing of certified installers by state) in substantial compliance with the RTF's Appendix H - "Air-Source Heat Pump System Installation Standards" and Appendix I - "Geothermal Heat Pump Design and Installation Standards." Duct systems must also be PTCS(tm) or equivalent certified. | Post93 NonSGC Manufactured Home with Forced Air Furnace w/o CAC | Heating Zone 3 - Cooling Zone 3 | 8385 | 25 | 153.5918 | 30 | Deemed | 10431.6014 | 11227.011 | 0.42851 | 2.556 | 0.74686 | 0.038505 | 0.013681 | 0.74686 | 0.50009 | 0.011811 | 0.068275 | 0.57972 | -0.16714 | 0.77621 | 0.22245 | 5.7833 | 0.17815 |  |  | 0 | 0 | 0.79905 | 0.75787 | -0.041173 | 0.94847 | The International Ground Source Heat Pump Association (http://www.igshpa.okstate.edu/), the Geothermal Resources Council (http://www.geothermal.org/) and the Geothermal Heat Pump Consortium (http://www.ghpc.org/) provide information on training, certification, system design and installation. A list of Energy Star qualifying models and the Energy Star program specifications can be found at: http://www.energystar.gov/index.cfm?c=geo_heat.pr_geo_heat_pumps |  | 46.2089 | 5206.8376 | RHV00977
Pre94 NonSGC Manufactured Home Convert Air Source Heat Pump to Energy Star Geothermal Heat Pump w/PTCS Specifications - Zone 1 Heat - Zone 3 Cool | System must meet Energy Star specification, be installed by an International Ground Source Heat Pump Association certified installer (See: http://www.igshpa.okstate.edu/Technology/Installers/new/InstallerSearch.html for a listing of certified installers by state) in substantial compliance with the RTF's Appendix H - "Air-Source Heat Pump System Installation Standards" and Appendix I - "Geothermal Heat Pump Design and Installation Standards." Duct systems must also be PTCS(tm) or equivalent certified. | Pre94 NonSGC Manufactured Home with Air Source Heat Pump | Heating Zone 1 - Cooling Zone 3 | 7135 | 25 | 153.5918 | 30 | Deemed | 6148.7443 | 6617.5861 | 0.20499 | 0.67826 | 1.0782 | 0.065326 | 0.02321 | 1.0782 | 0.79925 | 0.005317 | 0.099481 | 0.90384 | -0.17434 | 0.8383 | 0.20692 | 3.7899 | 0.19806 |  |  | 0 | 0 | 1.1667 | 1.1019 | -0.064819 | 0.94444 | The International Ground Source Heat Pump Association (http://www.igshpa.okstate.edu/), the Geothermal Resources Council (http://www.geothermal.org/) and the Geothermal Heat Pump Consortium (http://www.ghpc.org/) provide information on training, certification, system design and installation. A list of Energy Star qualifying models and the Energy Star program specifications can be found at: http://www.energystar.gov/index.cfm?c=geo_heat.pr_geo_heat_pumps |  | 67.4717 | 4785.0027 | RHV01008
Post93 NonSGC Manufactured Home Convert Air Source Heat Pump to Energy Star Geothermal Heat Pump w/PTCS Specifications - Zone 3 Heat - Zone 3 Cool | System must meet Energy Star specification, be installed by an International Ground Source Heat Pump Association certified installer (See: http://www.igshpa.okstate.edu/Technology/Installers/new/InstallerSearch.html for a listing of certified installers by state) in substantial compliance with the RTF's Appendix H - "Air-Source Heat Pump System Installation Standards" and Appendix I - "Geothermal Heat Pump Design and Installation Standards." Duct systems must also be PTCS(tm) or equivalent certified. | Post93 NonSGC Manufactured Home with Air Source Heat Pump | Heating Zone 3 - Cooling Zone 3 | 8385 | 25 | 153.5918 | 30 | Deemed | 7059.5121 | 7597.7998 | 0.23446 | 0.90919 | 1.1036 | 0.056898 | 0.020215 | 1.1036 | 0.76022 | 0.0062078 | 0.095494 | 0.86168 | -0.24193 | 0.78078 | 0.20773 | 4.3126 | 0.1963 |  |  | 0 | 0 | 1.1807 | 1.058 | -0.12274 | 0.89605 | The International Ground Source Heat Pump Association (http://www.igshpa.okstate.edu/), the Geothermal Resources Council (http://www.geothermal.org/) and the Geothermal Heat Pump Consortium (http://www.ghpc.org/) provide information on training, certification, system design and installation. A list of Energy Star qualifying models and the Energy Star program specifications can be found at: http://www.energystar.gov/index.cfm?c=geo_heat.pr_geo_heat_pumps |  | 68.2813 | 5237.4982 | RHV00959
Post93 NonSGC Manufactured Home Convert FAF w/o CAC to Energy Star Geothermal Heat Pump w/PTCS Specifications - Zone 2 Heat - Zone 1 Cool | System must meet Energy Star specification, be installed by an International Ground Source Heat Pump Association certified installer (See: http://www.igshpa.okstate.edu/Technology/Installers/new/InstallerSearch.html for a listing of certified installers by state) in substantial compliance with the RTF's Appendix H - "Air-Source Heat Pump System Installation Standards" and Appendix I - "Geothermal Heat Pump Design and Installation Standards." Duct systems must also be PTCS(tm) or equivalent certified. | Post93 NonSGC Manufactured Home with Forced Air Furnace w/o CAC | Heating Zone 2 - Cooling Zone 1 | 8385 | 25 | 153.5918 | 30 | Deemed | 9248.2711 | 9953.4518 | 0.39995 | 2.1048 | 0.84242 | 0.043432 | 0.015431 | 0.84242 | 0.5433 | 0.01097 | 0.072733 | 0.62658 | -0.21584 | 0.74378 | 0.22084 | 5.1928 | 0.18043 |  |  | 0 | 0 | 0.90128 | 0.80701 | -0.094276 | 0.8954 | The International Ground Source Heat Pump Association (http://www.igshpa.okstate.edu/), the Geothermal Resources Council (http://www.geothermal.org/) and the Geothermal Heat Pump Consortium (http://www.ghpc.org/) provide information on training, certification, system design and installation. A list of Energy Star qualifying models and the Energy Star program specifications can be found at: http://www.energystar.gov/index.cfm?c=geo_heat.pr_geo_heat_pumps |  | 52.1214 | 4989.2941 | RHV00972
SGC Manufactured Home Convert FAF w/CAC to Energy Star Geothermal Heat Pump w/PTCS Specifications - Zone 3 Heat - Zone 1 Cool | System must meet Energy Star specification, be installed by an International Ground Source Heat Pump Association certified installer (See: http://www.igshpa.okstate.edu/Technology/Installers/new/InstallerSearch.html for a listing of certified installers by state) in substantial compliance with the RTF's Appendix H - "Air-Source Heat Pump System Installation Standards" and Appendix I - "Geothermal Heat Pump Design and Installation Standards." Duct systems must also be PTCS(tm) or equivalent certified. | SGC Manufactured Home with Forced Air Furnace w/CAC | Heating Zone 3 - Cooling Zone 1 | 8385 | 25 | 153.5918 | 30 | Deemed | 8470.6909 | 9116.581 | 0.33986 | 1.8879 | 0.91975 | 0.047419 | 0.016848 | 0.91975 | 0.5654 | 0.010743 | 0.077811 | 0.65354 | -0.26621 | 0.71056 | 0.19288 | 5.5483 | 0.21048 |  |  | 0 | 0 | 0.98402 | 0.86402 | -0.12 | 0.87805 | The International Ground Source Heat Pump Association (http://www.igshpa.okstate.edu/), the Geothermal Resources Council (http://www.geothermal.org/) and the Geothermal Heat Pump Consortium (http://www.ghpc.org/) provide information on training, certification, system design and installation. A list of Energy Star qualifying models and the Energy Star program specifications can be found at: http://www.energystar.gov/index.cfm?c=geo_heat.pr_geo_heat_pumps |  | 56.9059 | 4766.4454 | RHV01075
Post93 NonSGC Manufactured Home Convert FAF w/CAC to Energy Star Geothermal Heat Pump w/PTCS Specifications - Zone 1 Heat - Zone 2 Cool | System must meet Energy Star specification, be installed by an International Ground Source Heat Pump Association certified installer (See: http://www.igshpa.okstate.edu/Technology/Installers/new/InstallerSearch.html for a listing of certified installers by state) in substantial compliance with the RTF's Appendix H - "Air-Source Heat Pump System Installation Standards" and Appendix I - "Geothermal Heat Pump Design and Installation Standards." Duct systems must also be PTCS(tm) or equivalent certified. | Post93 NonSGC Manufactured Home with Forced Air Furnace w/CAC | Heating Zone 1 - Cooling Zone 2 | 8385 | 25 | 153.5918 | 30 | Deemed | 8124.2147 | 8743.6861 | 0.32455 | 1.4835 | 0.95898 | 0.049441 | 0.017566 | 0.95898 | 0.61507 | 0.0088014 | 0.080399 | 0.70393 | -0.25505 | 0.73404 | 0.21484 | 4.7451 | 0.18768 |  |  | 0 | 0 | 1.026 | 0.89161 | -0.13437 | 0.86903 | The International Ground Source Heat Pump Association (http://www.igshpa.okstate.edu/), the Geothermal Resources Council (http://www.geothermal.org/) and the Geothermal Heat Pump Consortium (http://www.ghpc.org/) provide information on training, certification, system design and installation. A list of Energy Star qualifying models and the Energy Star program specifications can be found at: http://www.energystar.gov/index.cfm?c=geo_heat.pr_geo_heat_pumps |  | 59.3328 | 4923.9482 | RHV00961
Pre94 NonSGC Manufactured Home Convert Air Source Heat Pump to Energy Star Geothermal Heat Pump w/PTCS Specifications - Zone 3 Heat - Zone 2 Cool | System must meet Energy Star specification, be installed by an International Ground Source Heat Pump Association certified installer (See: http://www.igshpa.okstate.edu/Technology/Installers/new/InstallerSearch.html for a listing of certified installers by state) in substantial compliance with the RTF's Appendix H - "Air-Source Heat Pump System Installation Standards" and Appendix I - "Geothermal Heat Pump Design and Installation Standards." Duct systems must also be PTCS(tm) or equivalent certified. | Pre94 NonSGC Manufactured Home with Air Source Heat Pump | Heating Zone 3 - Cooling Zone 2 | 7135 | 25 | 153.5918 | 30 | Deemed | 6553.6227 | 7053.3364 | 0.27843 | 1.0084 | 1.0116 | 0.06129 | 0.021776 | 1.0116 | 0.6599 | 0.0074167 | 0.085038 | 0.75207 | -0.25951 | 0.74346 | 0.21322 | 3.8888 | 0.19067 |  |  | 0 | 0 | 1.0946 | 0.94275 | -0.1519 | 0.86124 | The International Ground Source Heat Pump Association (http://www.igshpa.okstate.edu/), the Geothermal Resources Council (http://www.geothermal.org/) and the Geothermal Heat Pump Consortium (http://www.ghpc.org/) provide information on training, certification, system design and installation. A list of Energy Star qualifying models and the Energy Star program specifications can be found at: http://www.energystar.gov/index.cfm?c=geo_heat.pr_geo_heat_pumps |  | 63.3033 | 4243.6952 | RHV01013
Post93 NonSGC Manufactured Home Convert FAF w/o CAC to Energy Star Geothermal Heat Pump w/PTCS Specifications - Zone 2 Heat - Zone 2 Cool | System must meet Energy Star specification, be installed by an International Ground Source Heat Pump Association certified installer (See: http://www.igshpa.okstate.edu/Technology/Installers/new/InstallerSearch.html for a listing of certified installers by state) in substantial compliance with the RTF's Appendix H - "Air-Source Heat Pump System Installation Standards" and Appendix I - "Geothermal Heat Pump Design and Installation Standards." Duct systems must also be PTCS(tm) or equivalent certified. | Post93 NonSGC Manufactured Home with Forced Air Furnace w/o CAC | Heating Zone 2 - Cooling Zone 2 | 8385 | 25 | 153.5918 | 30 | Deemed | 9016.5113 | 9704.0203 | 0.41023 | 2.1048 | 0.86407 | 0.044549 | 0.015828 | 0.86407 | 0.53198 | 0.011252 | 0.071501 | 0.6143 | -0.24978 | 0.71093 | 0.22215 | 5.0253 | 0.1791 |  |  | 0 | 0 | 0.92445 | 0.7934 | -0.13105 | 0.85824 | The International Ground Source Heat Pump Association (http://www.igshpa.okstate.edu/), the Geothermal Resources Council (http://www.geothermal.org/) and the Geothermal Heat Pump Consortium (http://www.ghpc.org/) provide information on training, certification, system design and installation. A list of Energy Star qualifying models and the Energy Star program specifications can be found at: http://www.energystar.gov/index.cfm?c=geo_heat.pr_geo_heat_pumps |  | 53.4611 | 4768.9374 | RHV00973
Pre94 NonSGC Manufactured Home Convert FAF w/o CAC to Energy Star Geothermal Heat Pump w/PTCS Specifications - Zone 1 Heat - Zone 1 Cool | System must meet Energy Star specification, be installed by an International Ground Source Heat Pump Association certified installer (See: http://www.igshpa.okstate.edu/Technology/Installers/new/InstallerSearch.html for a listing of certified installers by state) in substantial compliance with the RTF's Appendix H - "Air-Source Heat Pump System Installation Standards" and Appendix I - "Geothermal Heat Pump Design and Installation Standards." Duct systems must also be PTCS(tm) or equivalent certified. | Pre94 NonSGC Manufactured Home with Forced Air Furnace w/o CAC | Heating Zone 1 - Cooling Zone 1 | 7135 | 25 | 153.5918 | 30 | Deemed | 7560.2042 | 8136.6697 | 0.40595 | 1.7364 | 0.87689 | 0.05313 | 0.018876 | 0.87689 | 0.53877 | 0.011071 | 0.072061 | 0.62147 | -0.25542 | 0.70872 | 0.22389 | 4.1891 | 0.17805 |  |  | 0 | 0 | 0.9489 | 0.79952 | -0.14938 | 0.84258 | The International Ground Source Heat Pump Association (http://www.igshpa.okstate.edu/), the Geothermal Resources Council (http://www.geothermal.org/) and the Geothermal Heat Pump Consortium (http://www.ghpc.org/) provide information on training, certification, system design and installation. A list of Energy Star qualifying models and the Energy Star program specifications can be found at: http://www.energystar.gov/index.cfm?c=geo_heat.pr_geo_heat_pumps |  | 54.875 | 4045.3771 | RHV01024
Post93 NonSGC Manufactured Home Convert Air Source Heat Pump to Energy Star Geothermal Heat Pump w/PTCS Specifications - Zone 2 Heat - Zone 3 Cool | System must meet Energy Star specification, be installed by an International Ground Source Heat Pump Association certified installer (See: http://www.igshpa.okstate.edu/Technology/Installers/new/InstallerSearch.html for a listing of certified installers by state) in substantial compliance with the RTF's Appendix H - "Air-Source Heat Pump System Installation Standards" and Appendix I - "Geothermal Heat Pump Design and Installation Standards." Duct systems must also be PTCS(tm) or equivalent certified. | Post93 NonSGC Manufactured Home with Air Source Heat Pump | Heating Zone 2 - Cooling Zone 3 | 8385 | 25 | 153.5918 | 30 | Deemed | 6466.0726 | 6959.1106 | 0.21917 | 0.76997 | 1.2049 | 0.06212 | 0.022071 | 1.2049 | 0.78039 | 0.0057397 | 0.09754 | 0.88345 | -0.32144 | 0.73322 | 0.20752 | 3.9654 | 0.19706 |  |  | 0 | 0 | 1.2891 | 1.0805 | -0.20857 | 0.8382 | The International Ground Source Heat Pump Association (http://www.igshpa.okstate.edu/), the Geothermal Resources Council (http://www.geothermal.org/) and the Geothermal Heat Pump Consortium (http://www.ghpc.org/) provide information on training, certification, system design and installation. A list of Energy Star qualifying models and the Energy Star program specifications can be found at: http://www.energystar.gov/index.cfm?c=geo_heat.pr_geo_heat_pumps |  | 74.5479 | 4918.4259 | RHV00956
SGC Manufactured Home Convert FAF w/CAC to Energy Star Geothermal Heat Pump w/PTCS Specifications - Zone 1 Heat - Zone 3 Cool | System must meet Energy Star specification, be installed by an International Ground Source Heat Pump Association certified installer (See: http://www.igshpa.okstate.edu/Technology/Installers/new/InstallerSearch.html for a listing of certified installers by state) in substantial compliance with the RTF's Appendix H - "Air-Source Heat Pump System Installation Standards" and Appendix I - "Geothermal Heat Pump Design and Installation Standards." Duct systems must also be PTCS(tm) or equivalent certified. | SGC Manufactured Home with Forced Air Furnace w/CAC | Heating Zone 1 - Cooling Zone 3 | 8385 | 25 | 153.5918 | 30 | Deemed | 6828.2581 | 7348.9127 | 0.25039 | 1.0809 | 1.141 | 0.058825 | 0.0209 | 1.141 | 0.71047 | 0.0076302 | 0.091985 | 0.80979 | -0.33119 | 0.70973 | 0.19464 | 4.4651 | 0.21013 |  |  | 0 | 0 | 1.2207 | 1.0199 | -0.20079 | 0.83552 | The International Ground Source Heat Pump Association (http://www.igshpa.okstate.edu/), the Geothermal Resources Council (http://www.geothermal.org/) and the Geothermal Heat Pump Consortium (http://www.ghpc.org/) provide information on training, certification, system design and installation. A list of Energy Star qualifying models and the Energy Star program specifications can be found at: http://www.energystar.gov/index.cfm?c=geo_heat.pr_geo_heat_pumps |  | 70.5938 | 4760.8865 | RHV01071
SGC Manufactured Home Convert FAF w/CAC to Energy Star Geothermal Heat Pump w/PTCS Specifications - Zone 2 Heat - Zone 2 Cool | System must meet Energy Star specification, be installed by an International Ground Source Heat Pump Association certified installer (See: http://www.igshpa.okstate.edu/Technology/Installers/new/InstallerSearch.html for a listing of certified installers by state) in substantial compliance with the RTF's Appendix H - "Air-Source Heat Pump System Installation Standards" and Appendix I - "Geothermal Heat Pump Design and Installation Standards." Duct systems must also be PTCS(tm) or equivalent certified. | SGC Manufactured Home with Forced Air Furnace w/CAC | Heating Zone 2 - Cooling Zone 2 | 8385 | 25 | 153.5918 | 30 | Deemed | 7756.6921 | 8348.1399 | 0.31402 | 1.582 | 1.0044 | 0.051784 | 0.018398 | 1.0044 | 0.59666 | 0.009831 | 0.080814 | 0.68693 | -0.31749 | 0.68391 | 0.19374 | 5.0716 | 0.2101 |  |  | 0 | 0 | 1.0746 | 0.89703 | -0.17757 | 0.83476 | The International Ground Source Heat Pump Association (http://www.igshpa.okstate.edu/), the Geothermal Resources Council (http://www.geothermal.org/) and the Geothermal Heat Pump Consortium (http://www.ghpc.org/) provide information on training, certification, system design and installation. A list of Energy Star qualifying models and the Energy Star program specifications can be found at: http://www.energystar.gov/index.cfm?c=geo_heat.pr_geo_heat_pumps |  | 62.1441 | 4587.646 | RHV01073
Pre94 NonSGC Manufactured Home Convert Air Source Heat Pump to Energy Star Geothermal Heat Pump w/PTCS Specifications - Zone 2 Heat - Zone 2 Cool | System must meet Energy Star specification, be installed by an International Ground Source Heat Pump Association certified installer (See: http://www.igshpa.okstate.edu/Technology/Installers/new/InstallerSearch.html for a listing of certified installers by state) in substantial compliance with the RTF's Appendix H - "Air-Source Heat Pump System Installation Standards" and Appendix I - "Geothermal Heat Pump Design and Installation Standards." Duct systems must also be PTCS(tm) or equivalent certified. | Pre94 NonSGC Manufactured Home with Air Source Heat Pump | Heating Zone 2 - Cooling Zone 2 | 7135 | 25 | 153.5918 | 30 | Deemed | 5943.8219 | 6397.0383 | 0.26586 | 0.86536 | 1.1154 | 0.067578 | 0.02401 | 1.1154 | 0.67216 | 0.0070175 | 0.086252 | 0.76516 | -0.3502 | 0.68602 | 0.21355 | 3.532 | 0.19095 |  |  | 0 | 0 | 1.2069 | 0.95611 | -0.25083 | 0.79217 | The International Ground Source Heat Pump Association (http://www.igshpa.okstate.edu/), the Geothermal Resources Council (http://www.geothermal.org/) and the Geothermal Heat Pump Consortium (http://www.ghpc.org/) provide information on training, certification, system design and installation. A list of Energy Star qualifying models and the Energy Star program specifications can be found at: http://www.energystar.gov/index.cfm?c=geo_heat.pr_geo_heat_pumps |  | 69.7979 | 3915.826 | RHV01010
Pre94 NonSGC Manufactured Home Convert FAF w/o CAC to Energy Star Geothermal Heat Pump w/PTCS Specifications - Zone 1 Heat - Zone 2 Cool | System must meet Energy Star specification, be installed by an International Ground Source Heat Pump Association certified installer (See: http://www.igshpa.okstate.edu/Technology/Installers/new/InstallerSearch.html for a listing of certified installers by state) in substantial compliance with the RTF's Appendix H - "Air-Source Heat Pump System Installation Standards" and Appendix I - "Geothermal Heat Pump Design and Installation Standards." Duct systems must also be PTCS(tm) or equivalent certified. | Pre94 NonSGC Manufactured Home with Forced Air Furnace w/o CAC | Heating Zone 1 - Cooling Zone 2 | 7135 | 25 | 153.5918 | 30 | Deemed | 7285.6872 | 7841.2208 | 0.42125 | 1.7364 | 0.90993 | 0.055132 | 0.019588 | 0.90993 | 0.52143 | 0.011488 | 0.070171 | 0.60264 | -0.30729 | 0.66229 | 0.22592 | 3.9907 | 0.17601 |  |  | 0 | 0 | 0.98465 | 0.77865 | -0.206 | 0.79079 | The International Ground Source Heat Pump Association (http://www.igshpa.okstate.edu/), the Geothermal Resources Council (http://www.geothermal.org/) and the Geothermal Heat Pump Consortium (http://www.ghpc.org/) provide information on training, certification, system design and installation. A list of Energy Star qualifying models and the Energy Star program specifications can be found at: http://www.energystar.gov/index.cfm?c=geo_heat.pr_geo_heat_pumps |  | 56.9426 | 3780.3715 | RHV01025
SGC Manufactured Home Convert FAF w/o CAC to Energy Star Geothermal Heat Pump w/PTCS Specifications - Zone 3 Heat - Zone 1 Cool | System must meet Energy Star specification, be installed by an International Ground Source Heat Pump Association certified installer (See: http://www.igshpa.okstate.edu/Technology/Installers/new/InstallerSearch.html for a listing of certified installers by state) in substantial compliance with the RTF's Appendix H - "Air-Source Heat Pump System Installation Standards" and Appendix I - "Geothermal Heat Pump Design and Installation Standards." Duct systems must also be PTCS(tm) or equivalent certified. | SGC Manufactured Home with Forced Air Furnace w/o CAC | Heating Zone 3 - Cooling Zone 1 | 8385 | 25 | 153.5918 | 30 | Deemed | 7870.8073 | 8470.9564 | 0.36576 | 1.8879 | 0.98985 | 0.051033 | 0.018132 | 0.98985 | 0.54193 | 0.011561 | 0.075384 | 0.62843 | -0.36142 | 0.63488 | 0.19462 | 5.1148 | 0.20882 |  |  | 0 | 0 | 1.059 | 0.83725 | -0.22176 | 0.7906 | The International Ground Source Heat Pump Association (http://www.igshpa.okstate.edu/), the Geothermal Resources Council (http://www.geothermal.org/) and the Geothermal Heat Pump Consortium (http://www.ghpc.org/) provide information on training, certification, system design and installation. A list of Energy Star qualifying models and the Energy Star program specifications can be found at: http://www.energystar.gov/index.cfm?c=geo_heat.pr_geo_heat_pumps |  | 61.2431 | 4258.7554 | RHV01084
Post93 NonSGC Manufactured Home Convert Air Source Heat Pump to Energy Star Geothermal Heat Pump w/PTCS Specifications - Zone 1 Heat - Zone 3 Cool | System must meet Energy Star specification, be installed by an International Ground Source Heat Pump Association certified installer (See: http://www.igshpa.okstate.edu/Technology/Installers/new/InstallerSearch.html for a listing of certified installers by state) in substantial compliance with the RTF's Appendix H - "Air-Source Heat Pump System Installation Standards" and Appendix I - "Geothermal Heat Pump Design and Installation Standards." Duct systems must also be PTCS(tm) or equivalent certified. | Post93 NonSGC Manufactured Home with Air Source Heat Pump | Heating Zone 1 - Cooling Zone 3 | 8385 | 25 | 153.5918 | 30 | Deemed | 5722.7908 | 6159.1536 | 0.19555 | 0.59559 | 1.3614 | 0.070188 | 0.024937 | 1.3614 | 0.81156 | 0.0050165 | 0.1007 | 0.91709 | -0.4443 | 0.67364 | 0.2072 | 3.5305 | 0.19824 |  |  | 0 | 0 | 1.4565 | 1.1153 | -0.34118 | 0.76575 | The International Ground Source Heat Pump Association (http://www.igshpa.okstate.edu/), the Geothermal Resources Council (http://www.geothermal.org/) and the Geothermal Heat Pump Consortium (http://www.ghpc.org/) provide information on training, certification, system design and installation. A list of Energy Star qualifying models and the Energy Star program specifications can be found at: http://www.energystar.gov/index.cfm?c=geo_heat.pr_geo_heat_pumps |  | 84.2303 | 4518.7885 | RHV00953
Post93 NonSGC Manufactured Home Convert FAF w/CAC to Energy Star Geothermal Heat Pump w/PTCS Specifications - Zone 1 Heat - Zone 1 Cool | System must meet Energy Star specification, be installed by an International Ground Source Heat Pump Association certified installer (See: http://www.igshpa.okstate.edu/Technology/Installers/new/InstallerSearch.html for a listing of certified installers by state) in substantial compliance with the RTF's Appendix H - "Air-Source Heat Pump System Installation Standards" and Appendix I - "Geothermal Heat Pump Design and Installation Standards." Duct systems must also be PTCS(tm) or equivalent certified. | Post93 NonSGC Manufactured Home with Forced Air Furnace w/CAC | Heating Zone 1 - Cooling Zone 1 | 8385 | 25 | 153.5918 | 30 | Deemed | 7475.733 | 8045.7576 | 0.35271 | 1.4835 | 1.0422 | 0.05373 | 0.01909 | 1.0422 | 0.583 | 0.0095649 | 0.076894 | 0.66909 | -0.37307 | 0.64202 | 0.21873 | 4.2764 | 0.18382 |  |  | 0 | 0 | 1.115 | 0.85291 | -0.26208 | 0.76495 | The International Ground Source Heat Pump Association (http://www.igshpa.okstate.edu/), the Geothermal Resources Council (http://www.geothermal.org/) and the Geothermal Heat Pump Consortium (http://www.ghpc.org/) provide information on training, certification, system design and installation. A list of Energy Star qualifying models and the Energy Star program specifications can be found at: http://www.energystar.gov/index.cfm?c=geo_heat.pr_geo_heat_pumps |  | 64.4796 | 4306.6596 | RHV00960
SGC Manufactured Home Convert FAF w/o CAC to Energy Star Geothermal Heat Pump w/PTCS Specifications - Zone 3 Heat - Zone 2 Cool | System must meet Energy Star specification, be installed by an International Ground Source Heat Pump Association certified installer (See: http://www.igshpa.okstate.edu/Technology/Installers/new/InstallerSearch.html for a listing of certified installers by state) in substantial compliance with the RTF's Appendix H - "Air-Source Heat Pump System Installation Standards" and Appendix I - "Geothermal Heat Pump Design and Installation Standards." Duct systems must also be PTCS(tm) or equivalent certified. | SGC Manufactured Home with Forced Air Furnace w/o CAC | Heating Zone 3 - Cooling Zone 2 | 8385 | 25 | 153.5918 | 30 | Deemed | 7693.4859 | 8280.1142 | 0.37419 | 1.8879 | 1.0127 | 0.05221 | 0.018549 | 1.0127 | 0.53189 | 0.011828 | 0.074353 | 0.61761 | -0.39505 | 0.60989 | 0.19519 | 4.9866 | 0.20828 |  |  | 0 | 0 | 1.0834 | 0.82589 | -0.25753 | 0.7623 | The International Ground Source Heat Pump Association (http://www.igshpa.okstate.edu/), the Geothermal Resources Council (http://www.geothermal.org/) and the Geothermal Heat Pump Consortium (http://www.ghpc.org/) provide information on training, certification, system design and installation. A list of Energy Star qualifying models and the Energy Star program specifications can be found at: http://www.energystar.gov/index.cfm?c=geo_heat.pr_geo_heat_pumps |  | 62.6546 | 4091.1198 | RHV01085
Post93 NonSGC Manufactured Home Convert FAF w/o CAC to Energy Star Geothermal Heat Pump w/PTCS Specifications - Zone 2 Heat - Zone 3 Cool | System must meet Energy Star specification, be installed by an International Ground Source Heat Pump Association certified installer (See: http://www.igshpa.okstate.edu/Technology/Installers/new/InstallerSearch.html for a listing of certified installers by state) in substantial compliance with the RTF's Appendix H - "Air-Source Heat Pump System Installation Standards" and Appendix I - "Geothermal Heat Pump Design and Installation Standards." Duct systems must also be PTCS(tm) or equivalent certified. | Post93 NonSGC Manufactured Home with Forced Air Furnace w/o CAC | Heating Zone 2 - Cooling Zone 3 | 8385 | 25 | 153.5918 | 30 | Deemed | 8508.3508 | 9157.1125 | 0.43473 | 2.1048 | 0.91568 | 0.047209 | 0.016773 | 0.91568 | 0.49098 | 0.011924 | 0.067161 | 0.56961 | -0.34607 | 0.62206 | 0.22527 | 4.6581 | 0.17592 |  |  | 0 | 0 | 0.97966 | 0.74553 | -0.23413 | 0.76101 | The International Ground Source Heat Pump Association (http://www.igshpa.okstate.edu/), the Geothermal Resources Council (http://www.geothermal.org/) and the Geothermal Heat Pump Consortium (http://www.ghpc.org/) provide information on training, certification, system design and installation. A list of Energy Star qualifying models and the Energy Star program specifications can be found at: http://www.energystar.gov/index.cfm?c=geo_heat.pr_geo_heat_pumps |  | 56.654 | 4172.7709 | RHV00974
SGC Manufactured Home Convert FAF w/CAC to Energy Star Geothermal Heat Pump w/PTCS Specifications - Zone 2 Heat - Zone 1 Cool | System must meet Energy Star specification, be installed by an International Ground Source Heat Pump Association certified installer (See: http://www.igshpa.okstate.edu/Technology/Installers/new/InstallerSearch.html for a listing of certified installers by state) in substantial compliance with the RTF's Appendix H - "Air-Source Heat Pump System Installation Standards" and Appendix I - "Geothermal Heat Pump Design and Installation Standards." Duct systems must also be PTCS(tm) or equivalent certified. | SGC Manufactured Home with Forced Air Furnace w/CAC | Heating Zone 2 - Cooling Zone 1 | 8385 | 25 | 153.5918 | 30 | Deemed | 7259.999 | 7813.5739 | 0.3355 | 1.582 | 1.0731 | 0.055327 | 0.019657 | 1.0731 | 0.57051 | 0.010504 | 0.078118 | 0.65873 | -0.4144 | 0.61384 | 0.19536 | 4.7127 | 0.20859 |  |  | 0 | 0 | 1.1481 | 0.86732 | -0.2808 | 0.75543 | The International Ground Source Heat Pump Association (http://www.igshpa.okstate.edu/), the Geothermal Resources Council (http://www.geothermal.org/) and the Geothermal Heat Pump Consortium (http://www.ghpc.org/) provide information on training, certification, system design and installation. A list of Energy Star qualifying models and the Energy Star program specifications can be found at: http://www.energystar.gov/index.cfm?c=geo_heat.pr_geo_heat_pumps |  | 66.3957 | 4117.6274 | RHV01072
Pre94 NonSGC Manufactured Home Convert Air Source Heat Pump to Energy Star Geothermal Heat Pump w/PTCS Specifications - Zone 3 Heat - Zone 1 Cool | System must meet Energy Star specification, be installed by an International Ground Source Heat Pump Association certified installer (See: http://www.igshpa.okstate.edu/Technology/Installers/new/InstallerSearch.html for a listing of certified installers by state) in substantial compliance with the RTF's Appendix H - "Air-Source Heat Pump System Installation Standards" and Appendix I - "Geothermal Heat Pump Design and Installation Standards." Duct systems must also be PTCS(tm) or equivalent certified. | Pre94 NonSGC Manufactured Home with Air Source Heat Pump | Heating Zone 3 - Cooling Zone 1 | 7135 | 25 | 153.5918 | 30 | Deemed | 5787.6629 | 6228.9722 | 0.31528 | 1.0084 | 1.1455 | 0.069402 | 0.024658 | 1.1455 | 0.6148 | 0.0083983 | 0.080093 | 0.70297 | -0.44249 | 0.6137 | 0.21894 | 3.3352 | 0.18517 |  |  | 0 | 0 | 1.2395 | 0.88814 | -0.35137 | 0.71652 | The International Ground Source Heat Pump Association (http://www.igshpa.okstate.edu/), the Geothermal Resources Council (http://www.geothermal.org/) and the Geothermal Heat Pump Consortium (http://www.ghpc.org/) provide information on training, certification, system design and installation. A list of Energy Star qualifying models and the Energy Star program specifications can be found at: http://www.energystar.gov/index.cfm?c=geo_heat.pr_geo_heat_pumps |  | 71.6811 | 3503.0078 | RHV01012
Pre94 NonSGC Manufactured Home Convert Air Source Heat Pump to Energy Star Geothermal Heat Pump w/PTCS Specifications - Zone 1 Heat - Zone 2 Cool | System must meet Energy Star specification, be installed by an International Ground Source Heat Pump Association certified installer (See: http://www.igshpa.okstate.edu/Technology/Installers/new/InstallerSearch.html for a listing of certified installers by state) in substantial compliance with the RTF's Appendix H - "Air-Source Heat Pump System Installation Standards" and Appendix I - "Geothermal Heat Pump Design and Installation Standards." Duct systems must also be PTCS(tm) or equivalent certified. | Pre94 NonSGC Manufactured Home with Air Source Heat Pump | Heating Zone 1 - Cooling Zone 2 | 7135 | 25 | 153.5918 | 30 | Deemed | 5146.3308 | 5538.7385 | 0.24492 | 0.67826 | 1.2882 | 0.07805 | 0.02773 | 1.2882 | 0.69258 | 0.0063526 | 0.088274 | 0.78697 | -0.50123 | 0.6109 | 0.21411 | 3.0654 | 0.19141 |  |  | 0 | 0 | 1.394 | 0.97837 | -0.41561 | 0.70186 | The International Ground Source Heat Pump Association (http://www.igshpa.okstate.edu/), the Geothermal Resources Council (http://www.geothermal.org/) and the Geothermal Heat Pump Consortium (http://www.ghpc.org/) provide information on training, certification, system design and installation. A list of Energy Star qualifying models and the Energy Star program specifications can be found at: http://www.energystar.gov/index.cfm?c=geo_heat.pr_geo_heat_pumps |  | 80.614 | 3487.0421 | RHV01007
Pre94 NonSGC Manufactured Home Convert FAF w/o CAC to Energy Star Geothermal Heat Pump w/PTCS Specifications - Zone 1 Heat - Zone 3 Cool | System must meet Energy Star specification, be installed by an International Ground Source Heat Pump Association certified installer (See: http://www.igshpa.okstate.edu/Technology/Installers/new/InstallerSearch.html for a listing of certified installers by state) in substantial compliance with the RTF's Appendix H - "Air-Source Heat Pump System Installation Standards" and Appendix I - "Geothermal Heat Pump Design and Installation Standards." Duct systems must also be PTCS(tm) or equivalent certified. | Pre94 NonSGC Manufactured Home with Forced Air Furnace w/o CAC | Heating Zone 1 - Cooling Zone 3 | 7135 | 25 | 153.5918 | 30 | Deemed | 6911.3504 | 7438.3408 | 0.44406 | 1.7364 | 0.95922 | 0.058118 | 0.020649 | 0.95922 | 0.47749 | 0.01211 | 0.065544 | 0.55468 | -0.40454 | 0.57826 | 0.22895 | 3.7201 | 0.17296 |  |  | 0 | 0 | 1.038 | 0.72764 | -0.31034 | 0.70101 | The International Ground Source Heat Pump Association (http://www.igshpa.okstate.edu/), the Geothermal Resources Council (http://www.geothermal.org/) and the Geothermal Heat Pump Consortium (http://www.ghpc.org/) provide information on training, certification, system design and installation. A list of Energy Star qualifying models and the Energy Star program specifications can be found at: http://www.energystar.gov/index.cfm?c=geo_heat.pr_geo_heat_pumps |  | 60.0268 | 3300.7006 | RHV01026
SGC Manufactured Home Convert FAF w/o CAC to Energy Star Geothermal Heat Pump w/PTCS Specifications - Zone 3 Heat - Zone 3 Cool | System must meet Energy Star specification, be installed by an International Ground Source Heat Pump Association certified installer (See: http://www.igshpa.okstate.edu/Technology/Installers/new/InstallerSearch.html for a listing of certified installers by state) in substantial compliance with the RTF's Appendix H - "Air-Source Heat Pump System Installation Standards" and Appendix I - "Geothermal Heat Pump Design and Installation Standards." Duct systems must also be PTCS(tm) or equivalent certified. | SGC Manufactured Home with Forced Air Furnace w/o CAC | Heating Zone 3 - Cooling Zone 3 | 8385 | 25 | 153.5918 | 30 | Deemed | 7306.1891 | 7863.286 | 0.39403 | 1.8879 | 1.0663 | 0.054977 | 0.019533 | 1.0663 | 0.49584 | 0.012455 | 0.070687 | 0.57851 | -0.48784 | 0.54251 | 0.19653 | 4.7067 | 0.20701 |  |  | 0 | 0 | 1.1409 | 0.78552 | -0.35534 | 0.68853 | The International Ground Source Heat Pump Association (http://www.igshpa.okstate.edu/), the Geothermal Resources Council (http://www.geothermal.org/) and the Geothermal Heat Pump Consortium (http://www.ghpc.org/) provide information on training, certification, system design and installation. A list of Energy Star qualifying models and the Energy Star program specifications can be found at: http://www.energystar.gov/index.cfm?c=geo_heat.pr_geo_heat_pumps |  | 65.9759 | 3639.177 | RHV01086
SGC Manufactured Home Convert Air Source Heat Pump to Energy Star Geothermal Heat Pump w/PTCS Specifications - Zone 3 Heat - Zone 3 Cool | System must meet Energy Star specification, be installed by an International Ground Source Heat Pump Association certified installer (See: http://www.igshpa.okstate.edu/Technology/Installers/new/InstallerSearch.html for a listing of certified installers by state) in substantial compliance with the RTF's Appendix H - "Air-Source Heat Pump System Installation Standards" and Appendix I - "Geothermal Heat Pump Design and Installation Standards." Duct systems must also be PTCS(tm) or equivalent certified. | SGC Manufactured Home with Air Source Heat Pump | Heating Zone 3 - Cooling Zone 3 | 8385 | 25 | 153.5918 | 30 | Deemed | 5324.0757 | 5730.0365 | 0.21772 | 0.70093 | 1.4633 | 0.075445 | 0.026805 | 1.4633 | 0.76012 | 0.0063458 | 0.09651 | 0.86273 | -0.60061 | 0.58956 | 0.19934 | 3.4269 | 0.20683 |  |  | 0 | 0 | 1.5656 | 1.0696 | -0.49603 | 0.68317 | The International Ground Source Heat Pump Association (http://www.igshpa.okstate.edu/), the Geothermal Resources Council (http://www.geothermal.org/) and the Geothermal Heat Pump Consortium (http://www.ghpc.org/) provide information on training, certification, system design and installation. A list of Energy Star qualifying models and the Energy Star program specifications can be found at: http://www.energystar.gov/index.cfm?c=geo_heat.pr_geo_heat_pumps |  | 90.5382 | 3954.7849 | RHV01068
SGC Manufactured Home Convert FAF w/o CAC to Energy Star Geothermal Heat Pump w/PTCS Specifications - Zone 2 Heat - Zone 1 Cool | System must meet Energy Star specification, be installed by an International Ground Source Heat Pump Association certified installer (See: http://www.igshpa.okstate.edu/Technology/Installers/new/InstallerSearch.html for a listing of certified installers by state) in substantial compliance with the RTF's Appendix H - "Air-Source Heat Pump System Installation Standards" and Appendix I - "Geothermal Heat Pump Design and Installation Standards." Duct systems must also be PTCS(tm) or equivalent certified. | SGC Manufactured Home with Forced Air Furnace w/o CAC | Heating Zone 2 - Cooling Zone 1 | 8385 | 25 | 153.5918 | 30 | Deemed | 6660.1155 | 7167.9493 | 0.36572 | 1.582 | 1.1698 | 0.06031 | 0.021428 | 1.1698 | 0.54324 | 0.01145 | 0.075277 | 0.62953 | -0.54026 | 0.53815 | 0.19765 | 4.2791 | 0.20646 |  |  | 0 | 0 | 1.2515 | 0.83599 | -0.41554 | 0.66797 | The International Ground Source Heat Pump Association (http://www.igshpa.okstate.edu/), the Geothermal Resources Council (http://www.geothermal.org/) and the Geothermal Heat Pump Consortium (http://www.ghpc.org/) provide information on training, certification, system design and installation. A list of Energy Star qualifying models and the Energy Star program specifications can be found at: http://www.energystar.gov/index.cfm?c=geo_heat.pr_geo_heat_pumps |  | 72.376 | 3609.9373 | RHV01081
Pre94 NonSGC Manufactured Home Convert Air Source Heat Pump to Energy Star Geothermal Heat Pump w/PTCS Specifications - Zone 2 Heat - Zone 1 Cool | System must meet Energy Star specification, be installed by an International Ground Source Heat Pump Association certified installer (See: http://www.igshpa.okstate.edu/Technology/Installers/new/InstallerSearch.html for a listing of certified installers by state) in substantial compliance with the RTF's Appendix H - "Air-Source Heat Pump System Installation Standards" and Appendix I - "Geothermal Heat Pump Design and Installation Standards." Duct systems must also be PTCS(tm) or equivalent certified. | Pre94 NonSGC Manufactured Home with Air Source Heat Pump | Heating Zone 2 - Cooling Zone 1 | 7135 | 25 | 153.5918 | 30 | Deemed | 5177.8621 | 5572.6741 | 0.30519 | 0.86536 | 1.2804 | 0.077575 | 0.027562 | 1.2804 | 0.62356 | 0.0080556 | 0.080904 | 0.71221 | -0.56814 | 0.55626 | 0.22 | 2.9784 | 0.18484 |  |  | 0 | 0 | 1.3855 | 0.89705 | -0.48844 | 0.64746 | The International Ground Source Heat Pump Association (http://www.igshpa.okstate.edu/), the Geothermal Resources Council (http://www.geothermal.org/) and the Geothermal Heat Pump Consortium (http://www.ghpc.org/) provide information on training, certification, system design and installation. A list of Energy Star qualifying models and the Energy Star program specifications can be found at: http://www.energystar.gov/index.cfm?c=geo_heat.pr_geo_heat_pumps |  | 80.1231 | 3175.1386 | RHV01009
SGC Manufactured Home Convert Air Source Heat Pump to Energy Star Geothermal Heat Pump w/PTCS Specifications - Zone 2 Heat - Zone 3 Cool | System must meet Energy Star specification, be installed by an International Ground Source Heat Pump Association certified installer (See: http://www.igshpa.okstate.edu/Technology/Installers/new/InstallerSearch.html for a listing of certified installers by state) in substantial compliance with the RTF's Appendix H - "Air-Source Heat Pump System Installation Standards" and Appendix I - "Geothermal Heat Pump Design and Installation Standards." Duct systems must also be PTCS(tm) or equivalent certified. | SGC Manufactured Home with Air Source Heat Pump | Heating Zone 2 - Cooling Zone 3 | 8385 | 25 | 153.5918 | 30 | Deemed | 4950.7359 | 5328.2295 | 0.20654 | 0.60662 | 1.5737 | 0.081134 | 0.028826 | 1.5737 | 0.77712 | 0.0059061 | 0.098059 | 0.88085 | -0.69284 | 0.55974 | 0.20095 | 3.1692 | 0.2057 |  |  | 0 | 0 | 1.6837 | 1.0866 | -0.5971 | 0.64536 | The International Ground Source Heat Pump Association (http://www.igshpa.okstate.edu/), the Geothermal Resources Council (http://www.geothermal.org/) and the Geothermal Heat Pump Consortium (http://www.ghpc.org/) provide information on training, certification, system design and installation. A list of Energy Star qualifying models and the Energy Star program specifications can be found at: http://www.energystar.gov/index.cfm?c=geo_heat.pr_geo_heat_pumps |  | 97.3658 | 3754.7096 | RHV01065
SGC Manufactured Home Convert FAF w/o CAC to Energy Star Geothermal Heat Pump w/PTCS Specifications - Zone 2 Heat - Zone 2 Cool | System must meet Energy Star specification, be installed by an International Ground Source Heat Pump Association certified installer (See: http://www.igshpa.okstate.edu/Technology/Installers/new/InstallerSearch.html for a listing of certified installers by state) in substantial compliance with the RTF's Appendix H - "Air-Source Heat Pump System Installation Standards" and Appendix I - "Geothermal Heat Pump Design and Installation Standards." Duct systems must also be PTCS(tm) or equivalent certified. | SGC Manufactured Home with Forced Air Furnace w/o CAC | Heating Zone 2 - Cooling Zone 2 | 8385 | 25 | 153.5918 | 30 | Deemed | 6482.7941 | 6977.1071 | 0.37572 | 1.582 | 1.2018 | 0.06196 | 0.022014 | 1.2018 | 0.53135 | 0.011763 | 0.074051 | 0.61671 | -0.58507 | 0.51316 | 0.1984 | 4.151 | 0.20576 |  |  | 0 | 0 | 1.2858 | 0.82247 | -0.46329 | 0.63968 | The International Ground Source Heat Pump Association (http://www.igshpa.okstate.edu/), the Geothermal Resources Council (http://www.geothermal.org/) and the Geothermal Heat Pump Consortium (http://www.ghpc.org/) provide information on training, certification, system design and installation. A list of Energy Star qualifying models and the Energy Star program specifications can be found at: http://www.energystar.gov/index.cfm?c=geo_heat.pr_geo_heat_pumps |  | 74.3557 | 3442.3018 | RHV01082
Post93 NonSGC Manufactured Home Convert FAF w/o CAC to Energy Star Geothermal Heat Pump w/PTCS Specifications - Zone 1 Heat - Zone 1 Cool | System must meet Energy Star specification, be installed by an International Ground Source Heat Pump Association certified installer (See: http://www.igshpa.okstate.edu/Technology/Installers/new/InstallerSearch.html for a listing of certified installers by state) in substantial compliance with the RTF's Appendix H - "Air-Source Heat Pump System Installation Standards" and Appendix I - "Geothermal Heat Pump Design and Installation Standards." Duct systems must also be PTCS(tm) or equivalent certified. | Post93 NonSGC Manufactured Home with Forced Air Furnace w/o CAC | Heating Zone 1 - Cooling Zone 1 | 8385 | 25 | 153.5918 | 30 | Deemed | 6599.6576 | 7102.8815 | 0.39953 | 1.4835 | 1.1805 | 0.060863 | 0.021624 | 1.1805 | 0.54446 | 0.010835 | 0.072545 | 0.62743 | -0.55308 | 0.53149 | 0.2252 | 3.6433 | 0.17739 |  |  | 0 | 0 | 1.263 | 0.80482 | -0.45818 | 0.63723 | The International Ground Source Heat Pump Association (http://www.igshpa.okstate.edu/), the Geothermal Resources Council (http://www.geothermal.org/) and the Geothermal Heat Pump Consortium (http://www.ghpc.org/) provide information on training, certification, system design and installation. A list of Energy Star qualifying models and the Energy Star program specifications can be found at: http://www.energystar.gov/index.cfm?c=geo_heat.pr_geo_heat_pumps |  | 73.039 | 3565.2244 | RHV00969
SGC Manufactured Home Convert FAF w/CAC to Energy Star Geothermal Heat Pump w/PTCS Specifications - Zone 1 Heat - Zone 2 Cool | System must meet Energy Star specification, be installed by an International Ground Source Heat Pump Association certified installer (See: http://www.igshpa.okstate.edu/Technology/Installers/new/InstallerSearch.html for a listing of certified installers by state) in substantial compliance with the RTF's Appendix H - "Air-Source Heat Pump System Installation Standards" and Appendix I - "Geothermal Heat Pump Design and Installation Standards." Duct systems must also be PTCS(tm) or equivalent certified. | SGC Manufactured Home with Forced Air Furnace w/CAC | Heating Zone 1 - Cooling Zone 2 | 8385 | 25 | 153.5918 | 30 | Deemed | 5772.985 | 6213.1751 | 0.29615 | 1.0809 | 1.3496 | 0.069578 | 0.02472 | 1.3496 | 0.61794 | 0.009025 | 0.082477 | 0.70909 | -0.64046 | 0.52543 | 0.19915 | 3.7024 | 0.20609 |  |  | 0 | 0 | 1.4438 | 0.91518 | -0.52867 | 0.63385 | The International Ground Source Heat Pump Association (http://www.igshpa.okstate.edu/), the Geothermal Resources Council (http://www.geothermal.org/) and the Geothermal Heat Pump Consortium (http://www.ghpc.org/) provide information on training, certification, system design and installation. A list of Energy Star qualifying models and the Energy Star program specifications can be found at: http://www.energystar.gov/index.cfm?c=geo_heat.pr_geo_heat_pumps |  | 83.498 | 3524.5638 | RHV01070
Post93 NonSGC Manufactured Home Convert Air Source Heat Pump to Energy Star Geothermal Heat Pump w/PTCS Specifications - Zone 3 Heat - Zone 2 Cool | System must meet Energy Star specification, be installed by an International Ground Source Heat Pump Association certified installer (See: http://www.igshpa.okstate.edu/Technology/Installers/new/InstallerSearch.html for a listing of certified installers by state) in substantial compliance with the RTF's Appendix H - "Air-Source Heat Pump System Installation Standards" and Appendix I - "Geothermal Heat Pump Design and Installation Standards." Duct systems must also be PTCS(tm) or equivalent certified. | Post93 NonSGC Manufactured Home with Air Source Heat Pump | Heating Zone 3 - Cooling Zone 2 | 8385 | 25 | 153.5918 | 30 | Deemed | 5676.3608 | 6109.1833 | 0.29158 | 0.90919 | 1.3725 | 0.070762 | 0.025141 | 1.3725 | 0.64727 | 0.0077204 | 0.083503 | 0.7382 | -0.63433 | 0.53784 | 0.21692 | 3.313 | 0.18755 |  |  | 0 | 0 | 1.4684 | 0.92574 | -0.54268 | 0.63043 | The International Ground Source Heat Pump Association (http://www.igshpa.okstate.edu/), the Geothermal Resources Council (http://www.geothermal.org/) and the Geothermal Heat Pump Consortium (http://www.ghpc.org/) provide information on training, certification, system design and installation. A list of Energy Star qualifying models and the Energy Star program specifications can be found at: http://www.energystar.gov/index.cfm?c=geo_heat.pr_geo_heat_pumps |  | 84.9193 | 3607.8202 | RHV00958
Post93 NonSGC Manufactured Home Convert FAF w/o CAC to Energy Star Geothermal Heat Pump w/PTCS Specifications - Zone 1 Heat - Zone 2 Cool | System must meet Energy Star specification, be installed by an International Ground Source Heat Pump Association certified installer (See: http://www.igshpa.okstate.edu/Technology/Installers/new/InstallerSearch.html for a listing of certified installers by state) in substantial compliance with the RTF's Appendix H - "Air-Source Heat Pump System Installation Standards" and Appendix I - "Geothermal Heat Pump Design and Installation Standards." Duct systems must also be PTCS(tm) or equivalent certified. | Post93 NonSGC Manufactured Home with Forced Air Furnace w/o CAC | Heating Zone 1 - Cooling Zone 2 | 8385 | 25 | 153.5918 | 30 | Deemed | 6367.8977 | 6853.4499 | 0.41407 | 1.4835 | 1.2235 | 0.063078 | 0.022411 | 1.2235 | 0.52848 | 0.011229 | 0.070793 | 0.61007 | -0.6134 | 0.49864 | 0.2272 | 3.4758 | 0.1754 |  |  | 0 | 0 | 1.309 | 0.78547 | -0.52349 | 0.60007 | The International Ground Source Heat Pump Association (http://www.igshpa.okstate.edu/), the Geothermal Resources Council (http://www.geothermal.org/) and the Geothermal Heat Pump Consortium (http://www.ghpc.org/) provide information on training, certification, system design and installation. A list of Energy Star qualifying models and the Energy Star program specifications can be found at: http://www.energystar.gov/index.cfm?c=geo_heat.pr_geo_heat_pumps |  | 75.6973 | 3344.8678 | RHV00970
SGC Manufactured Home Convert Air Source Heat Pump to Energy Star Geothermal Heat Pump w/PTCS Specifications - Zone 1 Heat - Zone 3 Cool | System must meet Energy Star specification, be installed by an International Ground Source Heat Pump Association certified installer (See: http://www.igshpa.okstate.edu/Technology/Installers/new/InstallerSearch.html for a listing of certified installers by state) in substantial compliance with the RTF's Appendix H - "Air-Source Heat Pump System Installation Standards" and Appendix I - "Geothermal Heat Pump Design and Installation Standards." Duct systems must also be PTCS(tm) or equivalent certified. | SGC Manufactured Home with Air Source Heat Pump | Heating Zone 1 - Cooling Zone 3 | 8385 | 25 | 153.5918 | 30 | Deemed | 4385.3199 | 4719.7006 | 0.18598 | 0.46378 | 1.7766 | 0.091595 | 0.032543 | 1.7766 | 0.80837 | 0.0050976 | 0.10091 | 0.91417 | -0.86242 | 0.51456 | 0.20391 | 2.7789 | 0.20363 |  |  | 0 | 0 | 1.9007 | 1.1178 | -0.78293 | 0.58809 | The International Ground Source Heat Pump Association (http://www.igshpa.okstate.edu/), the Geothermal Resources Council (http://www.geothermal.org/) and the Geothermal Heat Pump Consortium (http://www.ghpc.org/) provide information on training, certification, system design and installation. A list of Energy Star qualifying models and the Energy Star program specifications can be found at: http://www.energystar.gov/index.cfm?c=geo_heat.pr_geo_heat_pumps |  | 109.9196 | 3451.6993 | RHV01062
Post93 NonSGC Manufactured Home Convert Air Source Heat Pump to Energy Star Geothermal Heat Pump w/PTCS Specifications - Zone 2 Heat - Zone 2 Cool | System must meet Energy Star specification, be installed by an International Ground Source Heat Pump Association certified installer (See: http://www.igshpa.okstate.edu/Technology/Installers/new/InstallerSearch.html for a listing of certified installers by state) in substantial compliance with the RTF's Appendix H - "Air-Source Heat Pump System Installation Standards" and Appendix I - "Geothermal Heat Pump Design and Installation Standards." Duct systems must also be PTCS(tm) or equivalent certified. | Post93 NonSGC Manufactured Home with Air Source Heat Pump | Heating Zone 2 - Cooling Zone 2 | 8385 | 25 | 153.5918 | 30 | Deemed | 5082.9213 | 5470.494 | 0.27881 | 0.76997 | 1.5328 | 0.079024 | 0.028076 | 1.5328 | 0.65975 | 0.0073015 | 0.084705 | 0.75147 | -0.78129 | 0.49027 | 0.21773 | 2.9658 | 0.18749 |  |  | 0 | 0 | 1.6399 | 0.93897 | -0.7009 | 0.57259 | The International Ground Source Heat Pump Association (http://www.igshpa.okstate.edu/), the Geothermal Resources Council (http://www.geothermal.org/) and the Geothermal Heat Pump Consortium (http://www.ghpc.org/) provide information on training, certification, system design and installation. A list of Energy Star qualifying models and the Energy Star program specifications can be found at: http://www.energystar.gov/index.cfm?c=geo_heat.pr_geo_heat_pumps |  | 94.8337 | 3288.7479 | RHV00955
SGC Manufactured Home Convert FAF w/o CAC to Energy Star Geothermal Heat Pump w/PTCS Specifications - Zone 2 Heat - Zone 3 Cool | System must meet Energy Star specification, be installed by an International Ground Source Heat Pump Association certified installer (See: http://www.igshpa.okstate.edu/Technology/Installers/new/InstallerSearch.html for a listing of certified installers by state) in substantial compliance with the RTF's Appendix H - "Air-Source Heat Pump System Installation Standards" and Appendix I - "Geothermal Heat Pump Design and Installation Standards." Duct systems must also be PTCS(tm) or equivalent certified. | SGC Manufactured Home with Forced Air Furnace w/o CAC | Heating Zone 2 - Cooling Zone 3 | 8385 | 25 | 153.5918 | 30 | Deemed | 6095.4972 | 6560.2789 | 0.3996 | 1.582 | 1.2781 | 0.065897 | 0.023412 | 1.2781 | 0.48812 | 0.01251 | 0.069637 | 0.56979 | -0.70836 | 0.44579 | 0.20021 | 3.8711 | 0.20407 |  |  | 0 | 0 | 1.3675 | 0.77386 | -0.5936 | 0.56591 | The International Ground Source Heat Pump Association (http://www.igshpa.okstate.edu/), the Geothermal Resources Council (http://www.geothermal.org/) and the Geothermal Heat Pump Consortium (http://www.ghpc.org/) provide information on training, certification, system design and installation. A list of Energy Star qualifying models and the Energy Star program specifications can be found at: http://www.energystar.gov/index.cfm?c=geo_heat.pr_geo_heat_pumps |  | 79.0801 | 2990.359 | RHV01083
Pre94 NonSGC Manufactured Home Convert Air Source Heat Pump to Energy Star Geothermal Heat Pump w/PTCS Specifications - Zone 1 Heat - Zone 1 Cool | System must meet Energy Star specification, be installed by an International Ground Source Heat Pump Association certified installer (See: http://www.igshpa.okstate.edu/Technology/Installers/new/InstallerSearch.html for a listing of certified installers by state) in substantial compliance with the RTF's Appendix H - "Air-Source Heat Pump System Installation Standards" and Appendix I - "Geothermal Heat Pump Design and Installation Standards." Duct systems must also be PTCS(tm) or equivalent certified. | Pre94 NonSGC Manufactured Home with Air Source Heat Pump | Heating Zone 1 - Cooling Zone 1 | 7135 | 25 | 153.5918 | 30 | Deemed | 4380.371 | 4714.3743 | 0.28774 | 0.67826 | 1.5135 | 0.091698 | 0.032579 | 1.5135 | 0.6387 | 0.0074635 | 0.082306 | 0.72819 | -0.78527 | 0.48114 | 0.22182 | 2.5119 | 0.18427 |  |  | 0 | 0 | 1.6377 | 0.91245 | -0.72528 | 0.55714 | The International Ground Source Heat Pump Association (http://www.igshpa.okstate.edu/), the Geothermal Resources Council (http://www.geothermal.org/) and the Geothermal Heat Pump Consortium (http://www.ghpc.org/) provide information on training, certification, system design and installation. A list of Energy Star qualifying models and the Energy Star program specifications can be found at: http://www.energystar.gov/index.cfm?c=geo_heat.pr_geo_heat_pumps |  | 94.7103 | 2746.3547 | RHV01006
SGC Manufactured Home Convert FAF w/CAC to Energy Star Geothermal Heat Pump w/PTCS Specifications - Zone 1 Heat - Zone 1 Cool | System must meet Energy Star specification, be installed by an International Ground Source Heat Pump Association certified installer (See: http://www.igshpa.okstate.edu/Technology/Installers/new/InstallerSearch.html for a listing of certified installers by state) in substantial compliance with the RTF's Appendix H - "Air-Source Heat Pump System Installation Standards" and Appendix I - "Geothermal Heat Pump Design and Installation Standards." Duct systems must also be PTCS(tm) or equivalent certified. | SGC Manufactured Home with Forced Air Furnace w/CAC | Heating Zone 1 - Cooling Zone 1 | 8385 | 25 | 153.5918 | 30 | Deemed | 5276.2919 | 5678.6092 | 0.32403 | 1.0809 | 1.4766 | 0.076128 | 0.027047 | 1.4766 | 0.58396 | 0.0098746 | 0.078925 | 0.67238 | -0.80421 | 0.45536 | 0.20189 | 3.3435 | 0.20363 |  |  | 0 | 0 | 1.5798 | 0.87601 | -0.70376 | 0.55451 | The International Ground Source Heat Pump Association (http://www.igshpa.okstate.edu/), the Geothermal Resources Council (http://www.geothermal.org/) and the Geothermal Heat Pump Consortium (http://www.ghpc.org/) provide information on training, certification, system design and installation. A list of Energy Star qualifying models and the Energy Star program specifications can be found at: http://www.energystar.gov/index.cfm?c=geo_heat.pr_geo_heat_pumps |  | 91.3582 | 3054.5452 | RHV01069
Post93 NonSGC Manufactured Home Convert Air Source Heat Pump to Energy Star Geothermal Heat Pump w/PTCS Specifications - Zone 3 Heat - Zone 1 Cool | System must meet Energy Star specification, be installed by an International Ground Source Heat Pump Association certified installer (See: http://www.igshpa.okstate.edu/Technology/Installers/new/InstallerSearch.html for a listing of certified installers by state) in substantial compliance with the RTF's Appendix H - "Air-Source Heat Pump System Installation Standards" and Appendix I - "Geothermal Heat Pump Design and Installation Standards." Duct systems must also be PTCS(tm) or equivalent certified. | Post93 NonSGC Manufactured Home with Air Source Heat Pump | Heating Zone 3 - Cooling Zone 1 | 8385 | 25 | 153.5918 | 30 | Deemed | 5027.879 | 5411.2548 | 0.32919 | 0.90919 | 1.5495 | 0.079889 | 0.028384 | 1.5495 | 0.60374 | 0.0087162 | 0.078691 | 0.69081 | -0.85873 | 0.44582 | 0.22298 | 2.8443 | 0.18178 |  |  | 0 | 0 | 1.6578 | 0.8726 | -0.78522 | 0.52635 | The International Ground Source Heat Pump Association (http://www.igshpa.okstate.edu/), the Geothermal Resources Council (http://www.geothermal.org/) and the Geothermal Heat Pump Consortium (http://www.ghpc.org/) provide information on training, certification, system design and installation. A list of Energy Star qualifying models and the Energy Star program specifications can be found at: http://www.energystar.gov/index.cfm?c=geo_heat.pr_geo_heat_pumps |  | 95.8719 | 2990.5316 | RHV00957
Post93 NonSGC Manufactured Home Convert FAF w/o CAC to Energy Star Geothermal Heat Pump w/PTCS Specifications - Zone 1 Heat - Zone 3 Cool | System must meet Energy Star specification, be installed by an International Ground Source Heat Pump Association certified installer (See: http://www.igshpa.okstate.edu/Technology/Installers/new/InstallerSearch.html for a listing of certified installers by state) in substantial compliance with the RTF's Appendix H - "Air-Source Heat Pump System Installation Standards" and Appendix I - "Geothermal Heat Pump Design and Installation Standards." Duct systems must also be PTCS(tm) or equivalent certified. | Post93 NonSGC Manufactured Home with Forced Air Furnace w/o CAC | Heating Zone 1 - Cooling Zone 3 | 8385 | 25 | 153.5918 | 30 | Deemed | 5859.7372 | 6306.5422 | 0.44997 | 1.4835 | 1.3296 | 0.068548 | 0.024354 | 1.3296 | 0.46865 | 0.012203 | 0.064429 | 0.54481 | -0.78476 | 0.40976 | 0.23216 | 3.1085 | 0.17047 |  |  | 0 | 0 | 1.4225 | 0.71528 | -0.70719 | 0.50284 | The International Ground Source Heat Pump Association (http://www.igshpa.okstate.edu/), the Geothermal Resources Council (http://www.geothermal.org/) and the Geothermal Heat Pump Consortium (http://www.ghpc.org/) provide information on training, certification, system design and installation. A list of Energy Star qualifying models and the Energy Star program specifications can be found at: http://www.energystar.gov/index.cfm?c=geo_heat.pr_geo_heat_pumps |  | 82.2618 | 2748.7013 | RHV00971
Post93 NonSGC Manufactured Home Convert Air Source Heat Pump to Energy Star Geothermal Heat Pump w/PTCS Specifications - Zone 1 Heat - Zone 2 Cool | System must meet Energy Star specification, be installed by an International Ground Source Heat Pump Association certified installer (See: http://www.igshpa.okstate.edu/Technology/Installers/new/InstallerSearch.html for a listing of certified installers by state) in substantial compliance with the RTF's Appendix H - "Air-Source Heat Pump System Installation Standards" and Appendix I - "Geothermal Heat Pump Design and Installation Standards." Duct systems must also be PTCS(tm) or equivalent certified. | Post93 NonSGC Manufactured Home with Air Source Heat Pump | Heating Zone 1 - Cooling Zone 2 | 8385 | 25 | 153.5918 | 30 | Deemed | 4339.6395 | 4670.5371 | 0.25788 | 0.59559 | 1.7953 | 0.092559 | 0.032885 | 1.7953 | 0.68019 | 0.0066153 | 0.086675 | 0.77323 | -1.0221 | 0.4307 | 0.21906 | 2.5309 | 0.18741 |  |  | 0 | 0 | 1.9207 | 0.96064 | -0.9601 | 0.50014 | The International Ground Source Heat Pump Association (http://www.igshpa.okstate.edu/), the Geothermal Resources Council (http://www.geothermal.org/) and the Geothermal Heat Pump Consortium (http://www.ghpc.org/) provide information on training, certification, system design and installation. A list of Energy Star qualifying models and the Energy Star program specifications can be found at: http://www.energystar.gov/index.cfm?c=geo_heat.pr_geo_heat_pumps |  | 111.0766 | 2889.1106 | RHV00952
SGC Manufactured Home Convert Air Source Heat Pump to Energy Star Geothermal Heat Pump w/PTCS Specifications - Zone 3 Heat - Zone 2 Cool | System must meet Energy Star specification, be installed by an International Ground Source Heat Pump Association certified installer (See: http://www.igshpa.okstate.edu/Technology/Installers/new/InstallerSearch.html for a listing of certified installers by state) in substantial compliance with the RTF's Appendix H - "Air-Source Heat Pump System Installation Standards" and Appendix I - "Geothermal Heat Pump Design and Installation Standards." Duct systems must also be PTCS(tm) or equivalent certified. | SGC Manufactured Home with Air Source Heat Pump | Heating Zone 3 - Cooling Zone 2 | 8385 | 25 | 153.5918 | 30 | Deemed | 4268.8027 | 4594.2989 | 0.27154 | 0.70093 | 1.8251 | 0.094095 | 0.033431 | 1.8251 | 0.64725 | 0.0079145 | 0.08477 | 0.73963 | -1.0855 | 0.40526 | 0.2066 | 2.6642 | 0.20055 |  |  | 0 | 0 | 1.9526 | 0.94018 | -1.0124 | 0.4815 | The International Ground Source Heat Pump Association (http://www.igshpa.okstate.edu/), the Geothermal Resources Council (http://www.geothermal.org/) and the Geothermal Heat Pump Consortium (http://www.ghpc.org/) provide information on training, certification, system design and installation. A list of Energy Star qualifying models and the Energy Star program specifications can be found at: http://www.energystar.gov/index.cfm?c=geo_heat.pr_geo_heat_pumps |  | 112.9198 | 2718.4623 | RHV01067
Post93 NonSGC Manufactured Home Convert Air Source Heat Pump to Energy Star Geothermal Heat Pump w/PTCS Specifications - Zone 2 Heat - Zone 1 Cool | System must meet Energy Star specification, be installed by an International Ground Source Heat Pump Association certified installer (See: http://www.igshpa.okstate.edu/Technology/Installers/new/InstallerSearch.html for a listing of certified installers by state) in substantial compliance with the RTF's Appendix H - "Air-Source Heat Pump System Installation Standards" and Appendix I - "Geothermal Heat Pump Design and Installation Standards." Duct systems must also be PTCS(tm) or equivalent certified. | Post93 NonSGC Manufactured Home with Air Source Heat Pump | Heating Zone 2 - Cooling Zone 1 | 8385 | 25 | 153.5918 | 30 | Deemed | 4434.4395 | 4772.5655 | 0.31958 | 0.76997 | 1.7569 | 0.09058 | 0.032182 | 1.7569 | 0.61222 | 0.0083693 | 0.079426 | 0.69969 | -1.0572 | 0.39825 | 0.22471 | 2.4971 | 0.18095 |  |  | 0 | 0 | 1.8797 | 0.88064 | -0.99903 | 0.46851 | The International Ground Source Heat Pump Association (http://www.igshpa.okstate.edu/), the Geothermal Resources Council (http://www.geothermal.org/) and the Geothermal Heat Pump Consortium (http://www.ghpc.org/) provide information on training, certification, system design and installation. A list of Energy Star qualifying models and the Energy Star program specifications can be found at: http://www.energystar.gov/index.cfm?c=geo_heat.pr_geo_heat_pumps |  | 108.702 | 2671.4593 | RHV00954
SGC Manufactured Home Convert FAF w/o CAC to Energy Star Geothermal Heat Pump w/PTCS Specifications - Zone 1 Heat - Zone 1 Cool | System must meet Energy Star specification, be installed by an International Ground Source Heat Pump Association certified installer (See: http://www.igshpa.okstate.edu/Technology/Installers/new/InstallerSearch.html for a listing of certified installers by state) in substantial compliance with the RTF's Appendix H - "Air-Source Heat Pump System Installation Standards" and Appendix I - "Geothermal Heat Pump Design and Installation Standards." Duct systems must also be PTCS(tm) or equivalent certified. | SGC Manufactured Home with Forced Air Furnace w/o CAC | Heating Zone 1 - Cooling Zone 1 | 8385 | 25 | 153.5918 | 30 | Deemed | 4676.4084 | 5032.9845 | 0.3656 | 1.0809 | 1.666 | 0.085894 | 0.030517 | 1.666 | 0.54685 | 0.011141 | 0.074982 | 0.63254 | -1.0335 | 0.37967 | 0.20598 | 2.9099 | 0.19996 |  |  | 0 | 0 | 1.7824 | 0.8325 | -0.94992 | 0.46706 | The International Ground Source Heat Pump Association (http://www.igshpa.okstate.edu/), the Geothermal Resources Council (http://www.geothermal.org/) and the Geothermal Heat Pump Consortium (http://www.ghpc.org/) provide information on training, certification, system design and installation. A list of Energy Star qualifying models and the Energy Star program specifications can be found at: http://www.energystar.gov/index.cfm?c=geo_heat.pr_geo_heat_pumps |  | 103.0775 | 2546.8552 | RHV01078
SGC Manufactured Home Convert Air Source Heat Pump to Energy Star Geothermal Heat Pump w/PTCS Specifications - Zone 2 Heat - Zone 2 Cool | System must meet Energy Star specification, be installed by an International Ground Source Heat Pump Association certified installer (See: http://www.igshpa.okstate.edu/Technology/Installers/new/InstallerSearch.html for a listing of certified installers by state) in substantial compliance with the RTF's Appendix H - "Air-Source Heat Pump System Installation Standards" and Appendix I - "Geothermal Heat Pump Design and Installation Standards." Duct systems must also be PTCS(tm) or equivalent certified. | SGC Manufactured Home with Air Source Heat Pump | Heating Zone 2 - Cooling Zone 2 | 8385 | 25 | 153.5918 | 30 | Deemed | 3895.4629 | 4192.4919 | 0.26249 | 0.60662 | 2 | 0.10311 | 0.036635 | 2 | 0.65803 | 0.007506 | 0.085613 | 0.75086 | -1.2491 | 0.37543 | 0.20934 | 2.4065 | 0.19852 |  |  | 0 | 0 | 2.1398 | 0.94938 | -1.1904 | 0.44369 | The International Ground Source Heat Pump Association (http://www.igshpa.okstate.edu/), the Geothermal Resources Council (http://www.geothermal.org/) and the Geothermal Heat Pump Consortium (http://www.ghpc.org/) provide information on training, certification, system design and installation. A list of Energy Star qualifying models and the Energy Star program specifications can be found at: http://www.energystar.gov/index.cfm?c=geo_heat.pr_geo_heat_pumps |  | 123.742 | 2518.3869 | RHV01064
SGC Manufactured Home Convert FAF w/o CAC to Energy Star Geothermal Heat Pump w/PTCS Specifications - Zone 1 Heat - Zone 2 Cool | System must meet Energy Star specification, be installed by an International Ground Source Heat Pump Association certified installer (See: http://www.igshpa.okstate.edu/Technology/Installers/new/InstallerSearch.html for a listing of certified installers by state) in substantial compliance with the RTF's Appendix H - "Air-Source Heat Pump System Installation Standards" and Appendix I - "Geothermal Heat Pump Design and Installation Standards." Duct systems must also be PTCS(tm) or equivalent certified. | SGC Manufactured Home with Forced Air Furnace w/o CAC | Heating Zone 1 - Cooling Zone 2 | 8385 | 25 | 153.5918 | 30 | Deemed | 4499.087 | 4842.1424 | 0.38001 | 1.0809 | 1.7317 | 0.089279 | 0.03172 | 1.7317 | 0.52986 | 0.01158 | 0.073203 | 0.6142 | -1.1175 | 0.35468 | 0.2074 | 2.7818 | 0.19868 |  |  | 0 | 0 | 1.8527 | 0.81288 | -1.0398 | 0.43876 | The International Ground Source Heat Pump Association (http://www.igshpa.okstate.edu/), the Geothermal Resources Council (http://www.geothermal.org/) and the Geothermal Heat Pump Consortium (http://www.ghpc.org/) provide information on training, certification, system design and installation. A list of Energy Star qualifying models and the Energy Star program specifications can be found at: http://www.energystar.gov/index.cfm?c=geo_heat.pr_geo_heat_pumps |  | 107.1401 | 2379.2196 | RHV01079
SGC Manufactured Home Convert Air Source Heat Pump to Energy Star Geothermal Heat Pump w/PTCS Specifications - Zone 3 Heat - Zone 1 Cool | System must meet Energy Star specification, be installed by an International Ground Source Heat Pump Association certified installer (See: http://www.igshpa.okstate.edu/Technology/Installers/new/InstallerSearch.html for a listing of certified installers by state) in substantial compliance with the RTF's Appendix H - "Air-Source Heat Pump System Installation Standards" and Appendix I - "Geothermal Heat Pump Design and Installation Standards." Duct systems must also be PTCS(tm) or equivalent certified. | SGC Manufactured Home with Air Source Heat Pump | Heating Zone 3 - Cooling Zone 1 | 8385 | 25 | 153.5918 | 30 | Deemed | 3772.1096 | 4059.7329 | 0.3073 | 0.70093 | 2.0654 | 0.10649 | 0.037833 | 2.0654 | 0.60359 | 0.0089567 | 0.080102 | 0.6923 | -1.3731 | 0.33519 | 0.21142 | 2.3053 | 0.19638 |  |  | 0 | 0 | 2.2097 | 0.88868 | -1.321 | 0.40217 | The International Ground Source Heat Pump Association (http://www.igshpa.okstate.edu/), the Geothermal Resources Council (http://www.geothermal.org/) and the Geothermal Heat Pump Consortium (http://www.ghpc.org/) provide information on training, certification, system design and installation. A list of Energy Star qualifying models and the Energy Star program specifications can be found at: http://www.energystar.gov/index.cfm?c=geo_heat.pr_geo_heat_pumps |  | 127.7886 | 2248.4436 | RHV01066
Post93 NonSGC Manufactured Home Convert Air Source Heat Pump to Energy Star Geothermal Heat Pump w/PTCS Specifications - Zone 1 Heat - Zone 1 Cool | System must meet Energy Star specification, be installed by an International Ground Source Heat Pump Association certified installer (See: http://www.igshpa.okstate.edu/Technology/Installers/new/InstallerSearch.html for a listing of certified installers by state) in substantial compliance with the RTF's Appendix H - "Air-Source Heat Pump System Installation Standards" and Appendix I - "Geothermal Heat Pump Design and Installation Standards." Duct systems must also be PTCS(tm) or equivalent certified. | Post93 NonSGC Manufactured Home with Air Source Heat Pump | Heating Zone 1 - Cooling Zone 1 | 8385 | 25 | 153.5918 | 30 | Deemed | 3691.1578 | 3972.6086 | 0.30319 | 0.59559 | 2.1107 | 0.10882 | 0.038663 | 2.1107 | 0.62668 | 0.0077775 | 0.080679 | 0.71484 | -1.3959 | 0.33867 | 0.22767 | 2.0623 | 0.17953 |  |  | 0 | 0 | 2.2582 | 0.89437 | -1.3638 | 0.39606 | The International Ground Source Heat Pump Association (http://www.igshpa.okstate.edu/), the Geothermal Resources Council (http://www.geothermal.org/) and the Geothermal Heat Pump Consortium (http://www.ghpc.org/) provide information on training, certification, system design and installation. A list of Energy Star qualifying models and the Energy Star program specifications can be found at: http://www.energystar.gov/index.cfm?c=geo_heat.pr_geo_heat_pumps |  | 130.5911 | 2271.8219 | RHV00951
SGC Manufactured Home Convert Air Source Heat Pump to Energy Star Geothermal Heat Pump w/PTCS Specifications - Zone 1 Heat - Zone 2 Cool | System must meet Energy Star specification, be installed by an International Ground Source Heat Pump Association certified installer (See: http://www.igshpa.okstate.edu/Technology/Installers/new/InstallerSearch.html for a listing of certified installers by state) in substantial compliance with the RTF's Appendix H - "Air-Source Heat Pump System Installation Standards" and Appendix I - "Geothermal Heat Pump Design and Installation Standards." Duct systems must also be PTCS(tm) or equivalent certified. | SGC Manufactured Home with Air Source Heat Pump | Heating Zone 1 - Cooling Zone 2 | 8385 | 25 | 153.5918 | 30 | Deemed | 3330.0469 | 3583.963 | 0.24492 | 0.46378 | 2.3396 | 0.12062 | 0.042855 | 2.3396 | 0.67897 | 0.006713 | 0.08725 | 0.77267 | -1.5669 | 0.33026 | 0.21466 | 2.0163 | 0.19456 |  |  | 0 | 0 | 2.5031 | 0.96723 | -1.5358 | 0.38642 | The International Ground Source Heat Pump Association (http://www.igshpa.okstate.edu/), the Geothermal Resources Council (http://www.geothermal.org/) and the Geothermal Heat Pump Consortium (http://www.ghpc.org/) provide information on training, certification, system design and installation. A list of Energy Star qualifying models and the Energy Star program specifications can be found at: http://www.energystar.gov/index.cfm?c=geo_heat.pr_geo_heat_pumps |  | 144.7524 | 2215.3766 | RHV01061
SGC Manufactured Home Convert FAF w/o CAC to Energy Star Geothermal Heat Pump w/PTCS Specifications - Zone 1 Heat - Zone 3 Cool | System must meet Energy Star specification, be installed by an International Ground Source Heat Pump Association certified installer (See: http://www.igshpa.okstate.edu/Technology/Installers/new/InstallerSearch.html for a listing of certified installers by state) in substantial compliance with the RTF's Appendix H - "Air-Source Heat Pump System Installation Standards" and Appendix I - "Geothermal Heat Pump Design and Installation Standards." Duct systems must also be PTCS(tm) or equivalent certified. | SGC Manufactured Home with Forced Air Furnace w/o CAC | Heating Zone 1 - Cooling Zone 3 | 8385 | 25 | 153.5918 | 30 | Deemed | 4111.7901 | 4425.3141 | 0.4158 | 1.0809 | 1.8948 | 0.097688 | 0.034708 | 1.8948 | 0.46562 | 0.012671 | 0.066581 | 0.54439 | -1.3504 | 0.28731 | 0.21092 | 2.5019 | 0.19552 |  |  | 0 | 0 | 2.0272 | 0.73991 | -1.2873 | 0.365 | The International Ground Source Heat Pump Association (http://www.igshpa.okstate.edu/), the Geothermal Resources Council (http://www.geothermal.org/) and the Geothermal Heat Pump Consortium (http://www.ghpc.org/) provide information on training, certification, system design and installation. A list of Energy Star qualifying models and the Energy Star program specifications can be found at: http://www.energystar.gov/index.cfm?c=geo_heat.pr_geo_heat_pumps |  | 117.2318 | 1927.2768 | RHV01080
SGC Manufactured Home Convert Air Source Heat Pump to Energy Star Geothermal Heat Pump w/PTCS Specifications - Zone 2 Heat - Zone 1 Cool | System must meet Energy Star specification, be installed by an International Ground Source Heat Pump Association certified installer (See: http://www.igshpa.okstate.edu/Technology/Installers/new/InstallerSearch.html for a listing of certified installers by state) in substantial compliance with the RTF's Appendix H - "Air-Source Heat Pump System Installation Standards" and Appendix I - "Geothermal Heat Pump Design and Installation Standards." Duct systems must also be PTCS(tm) or equivalent certified. | SGC Manufactured Home with Air Source Heat Pump | Heating Zone 2 - Cooling Zone 1 | 8385 | 25 | 153.5918 | 30 | Deemed | 3398.7698 | 3657.9259 | 0.30085 | 0.60662 | 2.2923 | 0.11818 | 0.041989 | 2.2923 | 0.61115 | 0.008603 | 0.080556 | 0.69998 | -1.5923 | 0.30536 | 0.21509 | 2.0476 | 0.19359 |  |  | 0 | 0 | 2.4525 | 0.89356 | -1.5589 | 0.36436 | The International Ground Source Heat Pump Association (http://www.igshpa.okstate.edu/), the Geothermal Resources Council (http://www.geothermal.org/) and the Geothermal Heat Pump Consortium (http://www.ghpc.org/) provide information on training, certification, system design and installation. A list of Energy Star qualifying models and the Energy Star program specifications can be found at: http://www.energystar.gov/index.cfm?c=geo_heat.pr_geo_heat_pumps |  | 141.8256 | 2048.3683 | RHV01063
SGC Manufactured Home Convert Air Source Heat Pump to Energy Star Geothermal Heat Pump w/PTCS Specifications - Zone 1 Heat - Zone 1 Cool | System must meet Energy Star specification, be installed by an International Ground Source Heat Pump Association certified installer (See: http://www.igshpa.okstate.edu/Technology/Installers/new/InstallerSearch.html for a listing of certified installers by state) in substantial compliance with the RTF's Appendix H - "Air-Source Heat Pump System Installation Standards" and Appendix I - "Geothermal Heat Pump Design and Installation Standards." Duct systems must also be PTCS(tm) or equivalent certified. | SGC Manufactured Home with Air Source Heat Pump | Heating Zone 1 - Cooling Zone 1 | 8385 | 25 | 153.5918 | 30 | Deemed | 2833.3538 | 3049.397 | 0.28785 | 0.46378 | 2.7497 | 0.14177 | 0.050368 | 2.7497 | 0.62639 | 0.0078898 | 0.081471 | 0.71545 | -2.0343 | 0.26019 | 0.22249 | 1.6573 | 0.18796 |  |  | 0 | 0 | 2.9419 | 0.90341 | -2.0384 | 0.30709 | The International Ground Source Heat Pump Association (http://www.igshpa.okstate.edu/), the Geothermal Resources Council (http://www.geothermal.org/) and the Geothermal Heat Pump Consortium (http://www.ghpc.org/) provide information on training, certification, system design and installation. A list of Energy Star qualifying models and the Energy Star program specifications can be found at: http://www.energystar.gov/index.cfm?c=geo_heat.pr_geo_heat_pumps |  | 170.1279 | 1745.358 | RHV01060
Note on A3: Tom Eckman: Description of conservation or renewable resource technology, measure or practice.
Note on B3: Tom Eckman: Description of program through which technology, measure or practice will be delivered, including reference to relevant quality assurance specifications
Note on C3: Tom Eckman: Sector, sub-sector and end-use affected (e.g. single family homes with electric heat
Note on D3: Tom Eckman: Climate zone or geographic area in the PNW
Note on E3: Tom Eckman: Total capital cost of technology, measure or practice. For conservation this cost is usually the incremental cost of the technology, measure or practice over the less efficient alternative.
Note on F3: Tom Eckman: Additional cost over the normal cost of operation and maintenance.
Note on G3: Tom Eckman: Present value of the incremental cost of periodic capital replacements needed to maintain technology, measure or practice, e.g. heat pump compressor replacements.
Note on H3: Tom Eckman: Expected service life of the technology, measure or practice
Note on I3: Tom Eckman: If savings are deemed, they can be claimed without further analysis or data. If savings are not deemed they must be estimated using either one of the RTF's "deemed" calculation methods and/or evaluation protocols.
Note on J3: Tom Eckman: Does not include transmission and distribution system line losses.
Note on K3: Tom Eckman: Includes transmission and distribution system line losses.
Note on L3: Tom Eckman: This is the ratio of the peak demand of individual or groups of end uses of electricity at the regional bulk power transmission system's time of peak demand to the end uses non-coincident peak demand. The Northwest's bulk power transmission system's peak usage occurs during the winter. Conservation measures and renewable resources that reduce demand on the bulk power transmission system during its time of maximum demand (e.g. space heating conservation savings) are more value than those that those that reduce demand during the summer (e.g. air conditioning conservation savings).
Note on M3: Tom Eckman: Bulk transmission peak KW reduction associated with technology, measure or practice
Note on N3: Tom Eckman: Present value of incremental cost when financed and amortized based on assumptions on ProData Tab
Note on O3: Tom Eckman: Present value of annual O&M when discounted at rate assumed on ProData Tab over Program Life. Includes PV of Periodic O&M.
Note on Q3: Tom Eckman: Sum of PV Incremental cost and incremental O&M cost.
Note on R3: Tom Eckman: Present value of avoided wholesale electricity supplies over the expected life of the technology, measure or practice.
Note on S3: Tom Eckman: Benefit assumes an avoided cost of $3.00 kW year for regional bulk transmission system captial cost deferral due to reduced peak kW demand.
Note on U3: Tom Eckman: Sum of the present value of all bulk power system benefits, plus Power Act's Conservation Credit, if appliable.
Note on V3: Tom Eckman: Present value of all bulk power system benefits minus present value of all costs associated with technology, measure or practice.
Note on W3: Tom Eckman: Ratio of all present value bulk power system benefits to the present value of all costs associated with technology, measure or practice. Ratio's less than one indicate that the technology, measure or practice is not cost-effective from the bulk power system's perspective.
Note on X3: Tom Eckman: This is the ratio of the average energy use per hour to the peak energy use per hour of individual or groups of end uses of electricity. End uses that have low load factors (e.g. air conditioning) require larger capital investments in distribution systems per unit of energy sold, because these end uses only operate during short periods of the year compared to end uses that have high load factors (e.g., refrigerators) which operating all year long.
Note on Y3: Tom Eckman: Reduction in local distribution system peak load resulting from installation of technology, measure or practice
Note on Z3: Tom Eckman: Present value cost of deferred capital expenditures for local distribution system
Note on AA3: Tom Eckman: Qualitative or quantitative estimate of end-user benefits, excluding electricity savings, e.g. gallons of water saved.
Note on AB3: Tom Eckman: Qualitative or quantitative estimate of any non-electric power system benefits associated with the technology, measure or practice, e.g. reduced wastewater treatment costs.
Note on AC3: Tom Eckman: Present value of any monetized non-electric power system benefits, e.g. reduced detergent costs.
Note on AD3: Tom Eckman: Present value of cost of carbon emissions, based on $15/ton.
Note on AE3: Tom Eckman: Total present value of all cost associated with the installation and maintenance of the technology, measure or practice over its expected life.
Note on AG3: Tom Eckman: Present value of all benefits associated with a technology, measure or practice, including non-power system benefits and environmental externalities benefits.
Note on AH3: Tom Eckman: Ratio of present value of total societal benefits to total societal costs of technology, measure or practice.
Note on AI3: Tom Eckman: Description of program and or activities that are associated with the technology, measure or practice, such as tax credits, Northwest Energy Efficiency Alliance market transformation programs.
Note on AJ3: Tom Eckman: Special notes regarding factors that might impact a particular technology, measure or practices cost, savings or use. For example, potential changes in federal standards or local codes or anticipated improvements in technology.

## ProData
Program Parameters |  | Sponsor Parameters
Program Life (yrs) | 30 |  |  | Spon 1 | Spon 2 | Spon 3 | Cust
Program Start Date | 2001 | Real AT Cost of Cap |  | 7% | 5% | 4% | 5%
Present Value Time Zero | 2000 | Financial Life (yrs) |  | 10 | 10 | 15 | 1
Cost Reference Yr | 2000 | Weight |  | 0% | 0% | 100%
Real Discount Rate | 4%
Inflation Rate (Currently NA) | 0% | Run Tabs: |  | TRUE
Capital Real Escalation Rt | 0% | MeasureTable | FALSE
Sponsor Share of First Cost | 100% | GeoHP | TRUE
Sponsor Share of Replace Cost | 0% | GeoHP Use & Savings Summary | FALSE
Sponsor Share of O&M | 0% | GeoHP Use & Savings | FALSE
Last Sponsor O&M Yr | 30 | GeoHP Cost Assumptions | FALSE
Bulk Power T&D Loss Factor | 2.5% | EStar Specification for GeoHP | FALSE
Bulk Power T&D Credit ($/kw-yr) | 3 | GeoHP Load Shape & Load Factor | FALSE
Local Power T&D Loss Factor | 5% | LookupTable | FALSE
Local Power T&D Credit ($/kw-yr) | 20 |  | FALSE
Externalities Credit (m/kwh) | 0 |  | FALSE
Regional Act C/E Credit (%) | 10%
Admin Cost (% of First Cost) | 20%
Cost Coeff of Variation | 25%
Marg Cost / Save Shape File | q:\te\New Plan\Residential Resource Assessment\MC_AND_LOADSHAPE.XLS
Electric Marginal Cost Tab | MidC_DraftPlan_122903
Savings Shape Tab | Conservation Load Shapes
Note on B7: Currently not used, Hardwired in code to zero until chance to fully implement.

## GeoHP
Data Set Name
Energy Star Geothermal Heat Pump Conversions and New Single Family Construction with PTCS Specification
Input Data | [7 empty] | Periodic O&M
Category Name | Measure Name | Savings (kwh/yr) | Phys Life (yrs) | Capital Cost ($) | Annual O&M ($) | Shape Pointer | Non-E Val ($/yr) | Cost 1 ($) | Period 1 | Cost 2 ($) | Period 2 | Cost 3 ($) | Period 3
Pre94 NonSGC Manufactured Home Convert Air Source Heat Pump to Energy Star Geothermal Heat Pump w/PTCS Specifications - Zone 1 Heat - Zone 1 Cool | Pre94 NonSGC Manufactured Home Convert Air Source Heat Pump to Energy Star Geothermal Heat Pump w/PTCS Specifications - Heating Zone 1 | 2194.5526 | 30 | 6535 | 25 | ResSHWX |  | 350 | 20
Pre94 NonSGC Manufactured Home Convert Air Source Heat Pump to Energy Star Geothermal Heat Pump w/PTCS Specifications - Zone 1 Heat - Zone 1 Cool | Pre94 Manufactured Home Energy Star Geothermal Heat Pump CAC Savings - Zone 1 | 985.8184 | 30 | 0 | 0 | ResCACZ1 |  | 0
Pre94 NonSGC Manufactured Home Convert Air Source Heat Pump to Energy Star Geothermal Heat Pump w/PTCS Specifications - Zone 1 Heat - Zone 1 Cool | Pre94 Manufactured Home Energy Star Geothermal Heat Pump DHW Savings | 1200 | 30 | 600 | 0 | ResDHW |  | 0
Pre94 NonSGC Manufactured Home Convert Air Source Heat Pump to Energy Star Geothermal Heat Pump w/PTCS Specifications - Zone 2 Heat - Zone 2 Cool | Pre94 NonSGC Manufactured Home Convert Air Source Heat Pump to Energy Star Geothermal Heat Pump w/PTCS Specifications - Heating Zone 2 | 2992.0437 | 30 | 6535 | 25 | ResSHWX |  | 350 | 20
Pre94 NonSGC Manufactured Home Convert Air Source Heat Pump to Energy Star Geothermal Heat Pump w/PTCS Specifications - Zone 2 Heat - Zone 2 Cool | Pre94 Manufactured Home Energy Star Geothermal Heat Pump CAC Savings - Zone 2 | 1751.7782 | 30 | 0 | 0 | ResCACZ2 |  | 0
Pre94 NonSGC Manufactured Home Convert Air Source Heat Pump to Energy Star Geothermal Heat Pump w/PTCS Specifications - Zone 2 Heat - Zone 2 Cool | Pre94 Manufactured Home Energy Star Geothermal Heat Pump DHW Savings | 1200 | 30 | 600 | 0 | ResDHW |  | 0
Pre94 NonSGC Manufactured Home Convert Air Source Heat Pump to Energy Star Geothermal Heat Pump w/PTCS Specifications - Zone 3 Heat - Zone 3 Cool | Pre94 NonSGC Manufactured Home Convert Air Source Heat Pump to Energy Star Geothermal Heat Pump w/PTCS Specifications - Heating Zone 3 | 3601.8445 | 30 | 6535 | 25 | ResSHWX |  | 350 | 20
Pre94 NonSGC Manufactured Home Convert Air Source Heat Pump to Energy Star Geothermal Heat Pump w/PTCS Specifications - Zone 3 Heat - Zone 3 Cool | Pre94 Manufactured Home Energy Star Geothermal Heat Pump CAC Savings - Zone 3 | 2754.1917 | 30 | 0 | 0 | ResCACZ3 |  | 0
Pre94 NonSGC Manufactured Home Convert Air Source Heat Pump to Energy Star Geothermal Heat Pump w/PTCS Specifications - Zone 3 Heat - Zone 3 Cool | Pre94 Manufactured Home Energy Star Geothermal Heat Pump DHW Savings | 1200 | 30 | 600 | 0 | ResDHW |  | 0
Pre94 NonSGC Manufactured Home Convert Air Source Heat Pump to Energy Star Geothermal Heat Pump w/PTCS Specifications - Zone 1 Heat - Zone 2 Cool | Pre94 NonSGC Manufactured Home Convert Air Source Heat Pump to Energy Star Geothermal Heat Pump w/PTCS Specifications - Heating Zone 1 | 2194.5526 | 30 | 6535 | 25 | ResSHWX |  | 350 | 20
Pre94 NonSGC Manufactured Home Convert Air Source Heat Pump to Energy Star Geothermal Heat Pump w/PTCS Specifications - Zone 1 Heat - Zone 2 Cool | Pre94 Manufactured Home Energy Star Geothermal Heat Pump CAC Savings - Zone 2 | 1751.7782 | 30 | 0 | 0 | ResCACZ2 |  | 0
Pre94 NonSGC Manufactured Home Convert Air Source Heat Pump to Energy Star Geothermal Heat Pump w/PTCS Specifications - Zone 1 Heat - Zone 2 Cool | Pre94 Manufactured Home Energy Star Geothermal Heat Pump DHW Savings | 1200 | 30 | 600 | 0 | ResDHW |  | 0
Pre94 NonSGC Manufactured Home Convert Air Source Heat Pump to Energy Star Geothermal Heat Pump w/PTCS Specifications - Zone 1 Heat - Zone 3 Cool | Pre94 NonSGC Manufactured Home Convert Air Source Heat Pump to Energy Star Geothermal Heat Pump w/PTCS Specifications - Heating Zone 1 | 2194.5526 | 30 | 6535 | 25 | ResSHWX |  | 350 | 20
Pre94 NonSGC Manufactured Home Convert Air Source Heat Pump to Energy Star Geothermal Heat Pump w/PTCS Specifications - Zone 1 Heat - Zone 3 Cool | Pre94 Manufactured Home Energy Star Geothermal Heat Pump CAC Savings - Zone 3 | 2754.1917 | 30 | 0 | 0 | ResCACZ3 |  | 0
Pre94 NonSGC Manufactured Home Convert Air Source Heat Pump to Energy Star Geothermal Heat Pump w/PTCS Specifications - Zone 1 Heat - Zone 3 Cool | Pre94 Manufactured Home Energy Star Geothermal Heat Pump DHW Savings | 1200 | 30 | 600 | 0 | ResDHW |  | 0
Pre94 NonSGC Manufactured Home Convert Air Source Heat Pump to Energy Star Geothermal Heat Pump w/PTCS Specifications - Zone 2 Heat - Zone 3 Cool | Pre94 NonSGC Manufactured Home Convert Air Source Heat Pump to Energy Star Geothermal Heat Pump w/PTCS Specifications - Heating Zone 2 | 2992.0437 | 30 | 6535 | 25 | ResSHWX |  | 350 | 20
Pre94 NonSGC Manufactured Home Convert Air Source Heat Pump to Energy Star Geothermal Heat Pump w/PTCS Specifications - Zone 2 Heat - Zone 3 Cool | Pre94 Manufactured Home Energy Star Geothermal Heat Pump CAC Savings - Zone 3 | 2754.1917 | 30 | 0 | 0 | ResCACZ3 |  | 0
Pre94 NonSGC Manufactured Home Convert Air Source Heat Pump to Energy Star Geothermal Heat Pump w/PTCS Specifications - Zone 2 Heat - Zone 3 Cool | Pre94 Manufactured Home Energy Star Geothermal Heat Pump DHW Savings | 1200 | 30 | 600 | 0 | ResDHW |  | 0
Pre94 NonSGC Manufactured Home Convert Air Source Heat Pump to Energy Star Geothermal Heat Pump w/PTCS Specifications - Zone 2 Heat - Zone 1 Cool | Pre94 NonSGC Manufactured Home Convert Air Source Heat Pump to Energy Star Geothermal Heat Pump w/PTCS Specifications - Heating Zone 2 | 2992.0437 | 30 | 6535 | 25 | ResSHWX |  | 350 | 20
Pre94 NonSGC Manufactured Home Convert Air Source Heat Pump to Energy Star Geothermal Heat Pump w/PTCS Specifications - Zone 2 Heat - Zone 1 Cool | Pre94 Manufactured Home Energy Star Geothermal Heat Pump CAC Savings - Zone 1 | 985.8184 | 30 | 0 | 0 | ResCACZ1 |  | 0
Pre94 NonSGC Manufactured Home Convert Air Source Heat Pump to Energy Star Geothermal Heat Pump w/PTCS Specifications - Zone 2 Heat - Zone 1 Cool | Pre94 Manufactured Home Energy Star Geothermal Heat Pump DHW Savings | 1200 | 30 | 600 | 0 | ResDHW |  | 0
Pre94 NonSGC Manufactured Home Convert Air Source Heat Pump to Energy Star Geothermal Heat Pump w/PTCS Specifications - Zone 3 Heat - Zone 1 Cool | Pre94 NonSGC Manufactured Home Convert Air Source Heat Pump to Energy Star Geothermal Heat Pump w/PTCS Specifications - Heating Zone 3 | 3601.8445 | 30 | 6535 | 25 | ResSHWX |  | 350 | 20
Pre94 NonSGC Manufactured Home Convert Air Source Heat Pump to Energy Star Geothermal Heat Pump w/PTCS Specifications - Zone 3 Heat - Zone 1 Cool | Pre94 Manufactured Home Energy Star Geothermal Heat Pump CAC Savings - Zone 1 | 985.8184 | 30 | 0 | 0 | ResCACZ1 |  | 0
Pre94 NonSGC Manufactured Home Convert Air Source Heat Pump to Energy Star Geothermal Heat Pump w/PTCS Specifications - Zone 3 Heat - Zone 1 Cool | Pre94 Manufactured Home Energy Star Geothermal Heat Pump DHW Savings | 1200 | 30 | 600 | 0 | ResDHW |  | 0
Pre94 NonSGC Manufactured Home Convert Air Source Heat Pump to Energy Star Geothermal Heat Pump w/PTCS Specifications - Zone 3 Heat - Zone 2 Cool | Pre94 NonSGC Manufactured Home Convert Air Source Heat Pump to Energy Star Geothermal Heat Pump w/PTCS Specifications - Heating Zone 3 | 3601.8445 | 30 | 6535 | 25 | ResSHWX |  | 350 | 20
Pre94 NonSGC Manufactured Home Convert Air Source Heat Pump to Energy Star Geothermal Heat Pump w/PTCS Specifications - Zone 3 Heat - Zone 2 Cool | Pre94 Manufactured Home Energy Star Geothermal Heat Pump CAC Savings - Zone 2 | 1751.7782 | 30 | 0 | 0 | ResCACZ2 |  | 0
Pre94 NonSGC Manufactured Home Convert Air Source Heat Pump to Energy Star Geothermal Heat Pump w/PTCS Specifications - Zone 3 Heat - Zone 2 Cool | Pre94 Manufactured Home Energy Star Geothermal Heat Pump DHW Savings | 1200 | 30 | 600 | 0 | ResDHW |  | 0
Pre94 NonSGC Manufactured Home Convert FAF w/o CAC to Energy Star Geothermal Heat Pump w/PTCS Specifications - Zone 1 Heat - Zone 1 Cool | Pre94 NonSGC Manufactured Home Convert FAF w/o CAC to Energy Star Geothermal Heat Pump w/PTCS Specifications - Heating Zone 1 | 6704.9164 | 30 | 6535 | 25 | ResSHWX |  | 350 | 20
Pre94 NonSGC Manufactured Home Convert FAF w/o CAC to Energy Star Geothermal Heat Pump w/PTCS Specifications - Zone 1 Heat - Zone 1 Cool | Pre94 Manufactured Home Energy Star Geothermal Heat Pump CAC Savings - Zone 1 | -344.7122 | 30 | 0 |  | ResCACZ1 |  | 0
Pre94 NonSGC Manufactured Home Convert FAF w/o CAC to Energy Star Geothermal Heat Pump w/PTCS Specifications - Zone 1 Heat - Zone 1 Cool | Pre94 Manufactured Home Energy Star Geothermal Heat Pump DHW Savings | 1200 | 30 | 600 |  | ResDHW |  | 0
Pre94 NonSGC Manufactured Home Convert FAF w/o CAC to Energy Star Geothermal Heat Pump w/PTCS Specifications - Zone 2 Heat - Zone 2 Cool | Pre94 NonSGC Manufactured Home Convert FAF w/o CAC to Energy Star Geothermal Heat Pump w/PTCS Specifications - Heating Zone 2 | 9576.3392 | 30 | 6535 | 25 | ResSHWX |  | 350 | 20
Pre94 NonSGC Manufactured Home Convert FAF w/o CAC to Energy Star Geothermal Heat Pump w/PTCS Specifications - Zone 2 Heat - Zone 2 Cool | Pre94 Manufactured Home Energy Star Geothermal Heat Pump CAC Savings - Zone 2 | -619.2292 | 30 | 0 |  | ResCACZ2 |  | 0
Pre94 NonSGC Manufactured Home Convert FAF w/o CAC to Energy Star Geothermal Heat Pump w/PTCS Specifications - Zone 2 Heat - Zone 2 Cool | Pre94 Manufactured Home Energy Star Geothermal Heat Pump DHW Savings | 1200 | 30 | 600 |  | ResDHW |  | 0
Pre94 NonSGC Manufactured Home Convert FAF w/o CAC to Energy Star Geothermal Heat Pump w/PTCS Specifications - Zone 3 Heat - Zone 3 Cool | Pre94 NonSGC Manufactured Home Convert FAF w/o CAC to Energy Star Geothermal Heat Pump w/PTCS Specifications - Heating Zone 3 | 11555.5077 | 30 | 6535 | 25 | ResSHWX |  | 350 | 20
Pre94 NonSGC Manufactured Home Convert FAF w/o CAC to Energy Star Geothermal Heat Pump w/PTCS Specifications - Zone 3 Heat - Zone 3 Cool | Pre94 Manufactured Home Energy Star Geothermal Heat Pump CAC Savings - Zone 3 | -993.566 | 30 | 0 |  | ResCACZ3 |  | 0
Pre94 NonSGC Manufactured Home Convert FAF w/o CAC to Energy Star Geothermal Heat Pump w/PTCS Specifications - Zone 3 Heat - Zone 3 Cool | Pre94 Manufactured Home Energy Star Geothermal Heat Pump DHW Savings | 1200 | 30 | 600 |  | ResDHW |  | 0
Pre94 NonSGC Manufactured Home Convert FAF w/o CAC to Energy Star Geothermal Heat Pump w/PTCS Specifications - Zone 1 Heat - Zone 2 Cool | Pre94 NonSGC Manufactured Home Convert FAF w/o CAC to Energy Star Geothermal Heat Pump w/PTCS Specifications - Heating Zone 1 | 6704.9164 | 30 | 6535 | 25 | ResSHWX |  | 350 | 20
Pre94 NonSGC Manufactured Home Convert FAF w/o CAC to Energy Star Geothermal Heat Pump w/PTCS Specifications - Zone 1 Heat - Zone 2 Cool | Pre94 Manufactured Home Energy Star Geothermal Heat Pump CAC Savings - Zone 2 | -619.2292 | 30 | 0 | 0 | ResCACZ2 |  | 0
Pre94 NonSGC Manufactured Home Convert FAF w/o CAC to Energy Star Geothermal Heat Pump w/PTCS Specifications - Zone 1 Heat - Zone 2 Cool | Pre94 Manufactured Home Energy Star Geothermal Heat Pump DHW Savings | 1200 | 30 | 600 | 0 | ResDHW |  | 0
Pre94 NonSGC Manufactured Home Convert FAF w/o CAC to Energy Star Geothermal Heat Pump w/PTCS Specifications - Zone 1 Heat - Zone 3 Cool | Pre94 NonSGC Manufactured Home Convert FAF w/o CAC to Energy Star Geothermal Heat Pump w/PTCS Specifications - Heating Zone 1 | 6704.9164 | 30 | 6535 | 25 | ResSHWX |  | 350 | 20
Pre94 NonSGC Manufactured Home Convert FAF w/o CAC to Energy Star Geothermal Heat Pump w/PTCS Specifications - Zone 1 Heat - Zone 3 Cool | Pre94 Manufactured Home Energy Star Geothermal Heat Pump CAC Savings - Zone 3 | -993.566 | 30 | 0 | 0 | ResCACZ3 |  | 0
Pre94 NonSGC Manufactured Home Convert FAF w/o CAC to Energy Star Geothermal Heat Pump w/PTCS Specifications - Zone 1 Heat - Zone 3 Cool | Pre94 Manufactured Home Energy Star Geothermal Heat Pump DHW Savings | 1200 | 30 | 600 | 0 | ResDHW |  | 0
Pre94 NonSGC Manufactured Home Convert FAF w/o CAC to Energy Star Geothermal Heat Pump w/PTCS Specifications - Zone 2 Heat - Zone 3 Cool | Pre94 NonSGC Manufactured Home Convert FAF w/o CAC to Energy Star Geothermal Heat Pump w/PTCS Specifications - Heating Zone 2 | 9576.3392 | 30 | 6535 | 25 | ResSHWX |  | 350 | 20
Pre94 NonSGC Manufactured Home Convert FAF w/o CAC to Energy Star Geothermal Heat Pump w/PTCS Specifications - Zone 2 Heat - Zone 3 Cool | Pre94 Manufactured Home Energy Star Geothermal Heat Pump CAC Savings - Zone 3 | -993.566 | 30 | 0 | 0 | ResCACZ3 |  | 0
Pre94 NonSGC Manufactured Home Convert FAF w/o CAC to Energy Star Geothermal Heat Pump w/PTCS Specifications - Zone 2 Heat - Zone 3 Cool | Pre94 Manufactured Home Energy Star Geothermal Heat Pump DHW Savings | 1200 | 30 | 600 | 0 | ResDHW |  | 0
Pre94 NonSGC Manufactured Home Convert FAF w/o CAC to Energy Star Geothermal Heat Pump w/PTCS Specifications - Zone 2 Heat - Zone 1 Cool | Pre94 NonSGC Manufactured Home Convert FAF w/o CAC to Energy Star Geothermal Heat Pump w/PTCS Specifications - Heating Zone 2 | 9576.3392 | 30 | 6535 | 25 | ResSHWX |  | 350 | 20
Pre94 NonSGC Manufactured Home Convert FAF w/o CAC to Energy Star Geothermal Heat Pump w/PTCS Specifications - Zone 2 Heat - Zone 1 Cool | Pre94 Manufactured Home Energy Star Geothermal Heat Pump CAC Savings - Zone 1 | -344.7122 | 30 | 0 | 0 | ResCACZ1 |  | 0
Pre94 NonSGC Manufactured Home Convert FAF w/o CAC to Energy Star Geothermal Heat Pump w/PTCS Specifications - Zone 2 Heat - Zone 1 Cool | Pre94 Manufactured Home Energy Star Geothermal Heat Pump DHW Savings | 1200 | 30 | 600 | 0 | ResDHW |  | 0
Pre94 NonSGC Manufactured Home Convert FAF w/o CAC to Energy Star Geothermal Heat Pump w/PTCS Specifications - Zone 3 Heat - Zone 1 Cool | Pre94 NonSGC Manufactured Home Convert FAF w/o CAC to Energy Star Geothermal Heat Pump w/PTCS Specifications - Heating Zone 3 | 11555.5077 | 30 | 6535 | 25 | ResSHWX |  | 350 | 20
Pre94 NonSGC Manufactured Home Convert FAF w/o CAC to Energy Star Geothermal Heat Pump w/PTCS Specifications - Zone 3 Heat - Zone 1 Cool | Pre94 Manufactured Home Energy Star Geothermal Heat Pump CAC Savings - Zone 1 | -344.7122 | 30 | 0 | 0 | ResCACZ1 |  | 0
Pre94 NonSGC Manufactured Home Convert FAF w/o CAC to Energy Star Geothermal Heat Pump w/PTCS Specifications - Zone 3 Heat - Zone 1 Cool | Pre94 Manufactured Home Energy Star Geothermal Heat Pump DHW Savings | 1200 | 30 | 600 | 0 | ResDHW |  | 0
Pre94 NonSGC Manufactured Home Convert FAF w/o CAC to Energy Star Geothermal Heat Pump w/PTCS Specifications - Zone 3 Heat - Zone 2 Cool | Pre94 NonSGC Manufactured Home Convert FAF w/o CAC to Energy Star Geothermal Heat Pump w/PTCS Specifications - Heating Zone 3 | 11555.5077 | 30 | 6535 | 25 | ResSHWX |  | 350 | 20
Pre94 NonSGC Manufactured Home Convert FAF w/o CAC to Energy Star Geothermal Heat Pump w/PTCS Specifications - Zone 3 Heat - Zone 2 Cool | Pre94 Manufactured Home Energy Star Geothermal Heat Pump CAC Savings - Zone 2 | -619.2292 | 30 | 0 | 0 | ResCACZ2 |  | 0
Pre94 NonSGC Manufactured Home Convert FAF w/o CAC to Energy Star Geothermal Heat Pump w/PTCS Specifications - Zone 3 Heat - Zone 2 Cool | Pre94 Manufactured Home Energy Star Geothermal Heat Pump DHW Savings | 1200 | 30 | 600 | 0 | ResDHW |  | 0
Pre94 NonSGC Manufactured Home Convert FAF w/CAC to Energy Star Geothermal Heat Pump w/PTCS Specifications - Zone 1 Heat - Zone 1 Cool | Pre94 NonSGC Manufactured Home Convert FAF w/CAC to Energy Star Geothermal Heat Pump w/PTCS Specifications - Heating Zone 1 | 6704.9164 | 30 | 6535 | 25 | ResSHWX |  | 350 | 20
Pre94 NonSGC Manufactured Home Convert FAF w/CAC to Energy Star Geothermal Heat Pump w/PTCS Specifications - Zone 1 Heat - Zone 1 Cool | Pre94 Manufactured Home Energy Star Geothermal Heat Pump CAC Savings - Zone 1 | 985.8184 | 30 | 0 |  | ResCACZ1 |  | 0
Pre94 NonSGC Manufactured Home Convert FAF w/CAC to Energy Star Geothermal Heat Pump w/PTCS Specifications - Zone 1 Heat - Zone 1 Cool | Pre94 Manufactured Home Energy Star Geothermal Heat Pump DHW Savings | 1200 | 30 | 600 |  | ResDHW |  | 0
Pre94 NonSGC Manufactured Home Convert FAF w/CAC to Energy Star Geothermal Heat Pump w/PTCS Specifications - Zone 2 Heat - Zone 2 Cool | Pre94 NonSGC Manufactured Home Convert FAF w/CAC to Energy Star Geothermal Heat Pump w/PTCS Specifications - Heating Zone 2 | 9576.3392 | 30 | 6535 | 25 | ResSHWX |  | 350 | 20
Pre94 NonSGC Manufactured Home Convert FAF w/CAC to Energy Star Geothermal Heat Pump w/PTCS Specifications - Zone 2 Heat - Zone 2 Cool | Pre94 Manufactured Home Energy Star Geothermal Heat Pump CAC Savings - Zone 2 | 1751.7782 | 30 | 0 |  | ResCACZ2 |  | 0
Pre94 NonSGC Manufactured Home Convert FAF w/CAC to Energy Star Geothermal Heat Pump w/PTCS Specifications - Zone 2 Heat - Zone 2 Cool | Pre94 Manufactured Home Energy Star Geothermal Heat Pump DHW Savings | 1200 | 30 | 600 |  | ResDHW |  | 0
Pre94 NonSGC Manufactured Home Convert FAF w/CAC to Energy Star Geothermal Heat Pump w/PTCS Specifications - Zone 3 Heat - Zone 3 Cool | Pre94 NonSGC Manufactured Home Convert FAF w/CAC to Energy Star Geothermal Heat Pump w/PTCS Specifications - Heating Zone 3 | 11555.5077 | 30 | 6535 | 25 | ResSHWX |  | 350 | 20
Pre94 NonSGC Manufactured Home Convert FAF w/CAC to Energy Star Geothermal Heat Pump w/PTCS Specifications - Zone 3 Heat - Zone 3 Cool | Pre94 Manufactured Home Energy Star Geothermal Heat Pump CAC Savings - Zone 3 | 2754.1917 | 30 | 0 |  | ResCACZ3 |  | 0
Pre94 NonSGC Manufactured Home Convert FAF w/CAC to Energy Star Geothermal Heat Pump w/PTCS Specifications - Zone 3 Heat - Zone 3 Cool | Pre94 Manufactured Home Energy Star Geothermal Heat Pump DHW Savings | 1200 | 30 | 600 |  | ResDHW |  | 0
Pre94 NonSGC Manufactured Home Convert FAF w/CAC to Energy Star Geothermal Heat Pump w/PTCS Specifications - Zone 1 Heat - Zone 2 Cool | Pre94 NonSGC Manufactured Home Convert FAF w/CAC to Energy Star Geothermal Heat Pump w/PTCS Specifications - Heating Zone 1 | 6704.9164 | 30 | 6535 | 25 | ResSHWX |  | 350 | 20
Pre94 NonSGC Manufactured Home Convert FAF w/CAC to Energy Star Geothermal Heat Pump w/PTCS Specifications - Zone 1 Heat - Zone 2 Cool | Pre94 Manufactured Home Energy Star Geothermal Heat Pump CAC Savings - Zone 2 | 1751.7782 | 30 | 0 | 0 | ResCACZ2 |  | 0
Pre94 NonSGC Manufactured Home Convert FAF w/CAC to Energy Star Geothermal Heat Pump w/PTCS Specifications - Zone 1 Heat - Zone 2 Cool | Pre94 Manufactured Home Energy Star Geothermal Heat Pump DHW Savings | 1200 | 30 | 600 | 0 | ResDHW |  | 0
Pre94 NonSGC Manufactured Home Convert FAF w/CAC to Energy Star Geothermal Heat Pump w/PTCS Specifications - Zone 1 Heat - Zone 3 Cool | Pre94 NonSGC Manufactured Home Convert FAF w/CAC to Energy Star Geothermal Heat Pump w/PTCS Specifications - Heating Zone 1 | 6704.9164 | 30 | 6535 | 25 | ResSHWX |  | 350 | 20
Pre94 NonSGC Manufactured Home Convert FAF w/CAC to Energy Star Geothermal Heat Pump w/PTCS Specifications - Zone 1 Heat - Zone 3 Cool | Pre94 Manufactured Home Energy Star Geothermal Heat Pump CAC Savings - Zone 3 | 2754.1917 | 30 | 0 | 0 | ResCACZ3 |  | 0
Pre94 NonSGC Manufactured Home Convert FAF w/CAC to Energy Star Geothermal Heat Pump w/PTCS Specifications - Zone 1 Heat - Zone 3 Cool | Pre94 Manufactured Home Energy Star Geothermal Heat Pump DHW Savings | 1200 | 30 | 600 | 0 | ResDHW |  | 0
Pre94 NonSGC Manufactured Home Convert FAF w/CAC to Energy Star Geothermal Heat Pump w/PTCS Specifications - Zone 2 Heat - Zone 3 Cool | Pre94 NonSGC Manufactured Home Convert FAF w/CAC to Energy Star Geothermal Heat Pump w/PTCS Specifications - Heating Zone 2 | 9576.3392 | 30 | 6535 | 25 | ResSHWX |  | 350 | 20
Pre94 NonSGC Manufactured Home Convert FAF w/CAC to Energy Star Geothermal Heat Pump w/PTCS Specifications - Zone 2 Heat - Zone 3 Cool | Pre94 Manufactured Home Energy Star Geothermal Heat Pump CAC Savings - Zone 3 | 2754.1917 | 30 | 0 | 0 | ResCACZ3 |  | 0
Pre94 NonSGC Manufactured Home Convert FAF w/CAC to Energy Star Geothermal Heat Pump w/PTCS Specifications - Zone 2 Heat - Zone 3 Cool | Pre94 Manufactured Home Energy Star Geothermal Heat Pump DHW Savings | 1200 | 30 | 600 | 0 | ResDHW |  | 0
Pre94 NonSGC Manufactured Home Convert FAF w/CAC to Energy Star Geothermal Heat Pump w/PTCS Specifications - Zone 2 Heat - Zone 1 Cool | Pre94 NonSGC Manufactured Home Convert FAF w/CAC to Energy Star Geothermal Heat Pump w/PTCS Specifications - Heating Zone 2 | 9576.3392 | 30 | 6535 | 25 | ResSHWX |  | 350 | 20
Pre94 NonSGC Manufactured Home Convert FAF w/CAC to Energy Star Geothermal Heat Pump w/PTCS Specifications - Zone 2 Heat - Zone 1 Cool | Pre94 Manufactured Home Energy Star Geothermal Heat Pump CAC Savings - Zone 1 | 985.8184 | 30 | 0 | 0 | ResCACZ1 |  | 0
Pre94 NonSGC Manufactured Home Convert FAF w/CAC to Energy Star Geothermal Heat Pump w/PTCS Specifications - Zone 2 Heat - Zone 1 Cool | Pre94 Manufactured Home Energy Star Geothermal Heat Pump DHW Savings | 1200 | 30 | 600 | 0 | ResDHW |  | 0
Pre94 NonSGC Manufactured Home Convert FAF w/CAC to Energy Star Geothermal Heat Pump w/PTCS Specifications - Zone 3 Heat - Zone 1 Cool | Pre94 NonSGC Manufactured Home Convert FAF w/CAC to Energy Star Geothermal Heat Pump w/PTCS Specifications - Heating Zone 3 | 11555.5077 | 30 | 6535 | 25 | ResSHWX |  | 350 | 20
Pre94 NonSGC Manufactured Home Convert FAF w/CAC to Energy Star Geothermal Heat Pump w/PTCS Specifications - Zone 3 Heat - Zone 1 Cool | Pre94 Manufactured Home Energy Star Geothermal Heat Pump CAC Savings - Zone 1 | 985.8184 | 30 | 0 | 0 | ResCACZ1 |  | 0
Pre94 NonSGC Manufactured Home Convert FAF w/CAC to Energy Star Geothermal Heat Pump w/PTCS Specifications - Zone 3 Heat - Zone 1 Cool | Pre94 Manufactured Home Energy Star Geothermal Heat Pump DHW Savings | 1200 | 30 | 600 | 0 | ResDHW |  | 0
Pre94 NonSGC Manufactured Home Convert FAF w/CAC to Energy Star Geothermal Heat Pump w/PTCS Specifications - Zone 3 Heat - Zone 2 Cool | Pre94 NonSGC Manufactured Home Convert FAF w/CAC to Energy Star Geothermal Heat Pump w/PTCS Specifications - Heating Zone 2 | 9576.3392 | 30 | 6535 | 25 | ResSHWX |  | 350 | 20
Pre94 NonSGC Manufactured Home Convert FAF w/CAC to Energy Star Geothermal Heat Pump w/PTCS Specifications - Zone 3 Heat - Zone 2 Cool | Pre94 Manufactured Home Energy Star Geothermal Heat Pump CAC Savings - Zone 1 | 985.8184 | 30 | 0 | 0 | ResCACZ1 |  | 0
Pre94 NonSGC Manufactured Home Convert FAF w/CAC to Energy Star Geothermal Heat Pump w/PTCS Specifications - Zone 3 Heat - Zone 2 Cool | Pre94 Manufactured Home Energy Star Geothermal Heat Pump DHW Savings | 1200 | 30 | 600 | 0 | ResDHW |  | 0
Post93 NonSGC Manufactured Home Convert Air Source Heat Pump to Energy Star Geothermal Heat Pump w/PTCS Specifications - Zone 1 Heat - Zone 1 Cool | Post93 NonSGC Manufactured Home Convert Air Source Heat Pump to Energy Star Geothermal Heat Pump w/PTCS Specifications - Heating Zone 1 | 1842.1829 | 30 | 7785 | 25 | ResSHWX |  | 350 | 20
Post93 NonSGC Manufactured Home Convert Air Source Heat Pump to Energy Star Geothermal Heat Pump w/PTCS Specifications - Zone 1 Heat - Zone 1 Cool | Post93 Manufactured Home NonSGC Energy Star Geothermal Heat Pump CAC Savings - Zone 1 | 648.9749 | 30 | 0 |  | ResCACZ1 |  | 0
Post93 NonSGC Manufactured Home Convert Air Source Heat Pump to Energy Star Geothermal Heat Pump w/PTCS Specifications - Zone 1 Heat - Zone 1 Cool | Post93 Manufactured Home NonSGC Energy Star Geothermal Heat Pump DHW Savings | 1200 | 30 | 600 |  | ResDHW |  | 0
Post93 NonSGC Manufactured Home Convert Air Source Heat Pump to Energy Star Geothermal Heat Pump w/PTCS Specifications - Zone 2 Heat - Zone 2 Cool | Post93 NonSGC Manufactured Home Convert Air Source Heat Pump to Energy Star Geothermal Heat Pump w/PTCS Specifications - Heating Zone 2 | 2585.4647 | 30 | 7785 | 25 | ResSHWX |  | 350 | 20
Post93 NonSGC Manufactured Home Convert Air Source Heat Pump to Energy Star Geothermal Heat Pump w/PTCS Specifications - Zone 2 Heat - Zone 2 Cool | Post93 Manufactured Home NonSGC Energy Star Geothermal Heat Pump CAC Savings - Zone 2 | 1297.4566 | 30 | 0 |  | ResCACZ2 |  | 0
Post93 NonSGC Manufactured Home Convert Air Source Heat Pump to Energy Star Geothermal Heat Pump w/PTCS Specifications - Zone 2 Heat - Zone 2 Cool | Post93 Manufactured Home NonSGC Energy Star Geothermal Heat Pump DHW Savings | 1200 | 30 | 600 |  | ResDHW |  | 0
Post93 NonSGC Manufactured Home Convert Air Source Heat Pump to Energy Star Geothermal Heat Pump w/PTCS Specifications - Zone 3 Heat - Zone 3 Cool | Post93 NonSGC Manufactured Home Convert Air Source Heat Pump to Energy Star Geothermal Heat Pump w/PTCS Specifications - Heating Zone 3 | 3178.9041 | 30 | 7785 | 25 | ResSHWX |  | 350 | 20
Post93 NonSGC Manufactured Home Convert Air Source Heat Pump to Energy Star Geothermal Heat Pump w/PTCS Specifications - Zone 3 Heat - Zone 3 Cool | Post93 Manufactured Home NonSGC Energy Star Geothermal Heat Pump CAC Savings - Zone 3 | 2680.6079 | 30 | 0 |  | ResCACZ3 |  | 0
Post93 NonSGC Manufactured Home Convert Air Source Heat Pump to Energy Star Geothermal Heat Pump w/PTCS Specifications - Zone 3 Heat - Zone 3 Cool | Post93 Manufactured Home NonSGC Energy Star Geothermal Heat Pump DHW Savings | 1200 | 30 | 600 |  | ResDHW |  | 0
Post93 NonSGC Manufactured Home Convert Air Source Heat Pump to Energy Star Geothermal Heat Pump w/PTCS Specifications - Zone 1 Heat - Zone 2 Cool | Post93 NonSGC Manufactured Home Convert Air Source Heat Pump to Energy Star Geothermal Heat Pump w/PTCS Specifications - Heating Zone 1 | 1842.1829 | 30 | 7785 | 25 | ResSHWX |  | 350 | 20
Post93 NonSGC Manufactured Home Convert Air Source Heat Pump to Energy Star Geothermal Heat Pump w/PTCS Specifications - Zone 1 Heat - Zone 2 Cool | Post93 Manufactured Home NonSGC Energy Star Geothermal Heat Pump CAC Savings - Zone 2 | 1297.4566 | 30 | 0 | 0 | ResCACZ2 |  | 0
Post93 NonSGC Manufactured Home Convert Air Source Heat Pump to Energy Star Geothermal Heat Pump w/PTCS Specifications - Zone 1 Heat - Zone 2 Cool | Post93 Manufactured Home NonSGC Energy Star Geothermal Heat Pump DHW Savings | 1200 | 30 | 600 | 0 | ResDHW |  | 0
Post93 NonSGC Manufactured Home Convert Air Source Heat Pump to Energy Star Geothermal Heat Pump w/PTCS Specifications - Zone 1 Heat - Zone 3 Cool | Post93 NonSGC Manufactured Home Convert Air Source Heat Pump to Energy Star Geothermal Heat Pump w/PTCS Specifications - Heating Zone 1 | 1842.1829 | 30 | 7785 | 25 | ResSHWX |  | 350 | 20
Post93 NonSGC Manufactured Home Convert Air Source Heat Pump to Energy Star Geothermal Heat Pump w/PTCS Specifications - Zone 1 Heat - Zone 3 Cool | Post93 Manufactured Home NonSGC Energy Star Geothermal Heat Pump CAC Savings - Zone 3 | 2680.6079 | 30 | 0 | 0 | ResCACZ3 |  | 0
Post93 NonSGC Manufactured Home Convert Air Source Heat Pump to Energy Star Geothermal Heat Pump w/PTCS Specifications - Zone 1 Heat - Zone 3 Cool | Post93 Manufactured Home NonSGC Energy Star Geothermal Heat Pump DHW Savings | 1200 | 30 | 600 | 0 | ResDHW |  | 0
Post93 NonSGC Manufactured Home Convert Air Source Heat Pump to Energy Star Geothermal Heat Pump w/PTCS Specifications - Zone 2 Heat - Zone 3 Cool | Post93 NonSGC Manufactured Home Convert Air Source Heat Pump to Energy Star Geothermal Heat Pump w/PTCS Specifications - Heating Zone 2 | 2585.4647 | 30 | 7785 | 25 | ResSHWX |  | 350 | 20
Post93 NonSGC Manufactured Home Convert Air Source Heat Pump to Energy Star Geothermal Heat Pump w/PTCS Specifications - Zone 2 Heat - Zone 3 Cool | Post93 Manufactured Home NonSGC Energy Star Geothermal Heat Pump CAC Savings - Zone 3 | 2680.6079 | 30 | 0 | 0 | ResCACZ3 |  | 0
Post93 NonSGC Manufactured Home Convert Air Source Heat Pump to Energy Star Geothermal Heat Pump w/PTCS Specifications - Zone 2 Heat - Zone 3 Cool | Post93 Manufactured Home NonSGC Energy Star Geothermal Heat Pump DHW Savings | 1200 | 30 | 600 | 0 | ResDHW |  | 0
Post93 NonSGC Manufactured Home Convert Air Source Heat Pump to Energy Star Geothermal Heat Pump w/PTCS Specifications - Zone 2 Heat - Zone 1 Cool | Post93 NonSGC Manufactured Home Convert Air Source Heat Pump to Energy Star Geothermal Heat Pump w/PTCS Specifications - Heating Zone 2 | 2585.4647 | 30 | 7785 | 25 | ResSHWX |  | 350 | 20
Post93 NonSGC Manufactured Home Convert Air Source Heat Pump to Energy Star Geothermal Heat Pump w/PTCS Specifications - Zone 2 Heat - Zone 1 Cool | Post93 Manufactured Home NonSGC Energy Star Geothermal Heat Pump CAC Savings - Zone 1 | 648.9749 | 30 | 0 | 0 | ResCACZ1 |  | 0
Post93 NonSGC Manufactured Home Convert Air Source Heat Pump to Energy Star Geothermal Heat Pump w/PTCS Specifications - Zone 2 Heat - Zone 1 Cool | Post93 Manufactured Home NonSGC Energy Star Geothermal Heat Pump DHW Savings | 1200 | 30 | 600 | 0 | ResDHW |  | 0
Post93 NonSGC Manufactured Home Convert Air Source Heat Pump to Energy Star Geothermal Heat Pump w/PTCS Specifications - Zone 3 Heat - Zone 1 Cool | Post93 NonSGC Manufactured Home Convert Air Source Heat Pump to Energy Star Geothermal Heat Pump w/PTCS Specifications - Heating Zone 3 | 3178.9041 | 30 | 7785 | 25 | ResSHWX |  | 350 | 20
Post93 NonSGC Manufactured Home Convert Air Source Heat Pump to Energy Star Geothermal Heat Pump w/PTCS Specifications - Zone 3 Heat - Zone 1 Cool | Post93 Manufactured Home NonSGC Energy Star Geothermal Heat Pump CAC Savings - Zone 1 | 648.9749 | 30 | 0 | 0 | ResCACZ1 |  | 0
Post93 NonSGC Manufactured Home Convert Air Source Heat Pump to Energy Star Geothermal Heat Pump w/PTCS Specifications - Zone 3 Heat - Zone 1 Cool | Post93 Manufactured Home NonSGC Energy Star Geothermal Heat Pump DHW Savings | 1200 | 30 | 600 | 0 | ResDHW |  | 0
Post93 NonSGC Manufactured Home Convert Air Source Heat Pump to Energy Star Geothermal Heat Pump w/PTCS Specifications - Zone 3 Heat - Zone 2 Cool | Post93 NonSGC Manufactured Home Convert Air Source Heat Pump to Energy Star Geothermal Heat Pump w/PTCS Specifications - Heating Zone 3 | 3178.9041 | 30 | 7785 | 25 | ResSHWX |  | 350 | 20
Post93 NonSGC Manufactured Home Convert Air Source Heat Pump to Energy Star Geothermal Heat Pump w/PTCS Specifications - Zone 3 Heat - Zone 2 Cool | Post93 Manufactured Home NonSGC Energy Star Geothermal Heat Pump CAC Savings - Zone 2 | 1297.4566 | 30 | 0 | 0 | ResCACZ2 |  | 0
Post93 NonSGC Manufactured Home Convert Air Source Heat Pump to Energy Star Geothermal Heat Pump w/PTCS Specifications - Zone 3 Heat - Zone 2 Cool | Post93 Manufactured Home NonSGC Energy Star Geothermal Heat Pump DHW Savings | 1200 | 30 | 600 | 0 | ResDHW |  | 0
Post93 NonSGC Manufactured Home Convert FAF w/o CAC to Energy Star Geothermal Heat Pump w/PTCS Specifications - Zone 1 Heat - Zone 1 Cool | Post93 NonSGC Manufactured Home Convert FAF w/o CAC to Energy Star Geothermal Heat Pump w/PTCS Specifications - Heating Zone 1 | 5626.7581 | 30 | 7785 | 25 | ResSHWX |  | 350 | 20
Post93 NonSGC Manufactured Home Convert FAF w/o CAC to Energy Star Geothermal Heat Pump w/PTCS Specifications - Zone 1 Heat - Zone 1 Cool | Post93 Manufactured Home NonSGC Energy Star Geothermal Heat Pump CAC Savings - Zone 1 | -227.1005 | 30 | 0 |  | ResCACZ1 |  | 0
Post93 NonSGC Manufactured Home Convert FAF w/o CAC to Energy Star Geothermal Heat Pump w/PTCS Specifications - Zone 1 Heat - Zone 1 Cool | Post93 Manufactured Home NonSGC Energy Star Geothermal Heat Pump DHW Savings | 1200 | 30 | 600 |  | ResDHW |  | 0
Post93 NonSGC Manufactured Home Convert FAF w/o CAC to Energy Star Geothermal Heat Pump w/PTCS Specifications - Zone 2 Heat - Zone 2 Cool | Post93 NonSGC Manufactured Home Convert FAF w/o CAC to Energy Star Geothermal Heat Pump w/PTCS Specifications - Heating Zone 2 | 8275.3717 | 30 | 7785 | 25 | ResSHWX |  | 350 | 20
Post93 NonSGC Manufactured Home Convert FAF w/o CAC to Energy Star Geothermal Heat Pump w/PTCS Specifications - Zone 2 Heat - Zone 2 Cool | Post93 Manufactured Home NonSGC Energy Star Geothermal Heat Pump CAC Savings - Zone 2 | -458.8604 | 30 | 0 |  | ResCACZ2 |  | 0
Post93 NonSGC Manufactured Home Convert FAF w/o CAC to Energy Star Geothermal Heat Pump w/PTCS Specifications - Zone 2 Heat - Zone 2 Cool | Post93 Manufactured Home NonSGC Energy Star Geothermal Heat Pump DHW Savings | 1200 | 30 | 600 |  | ResDHW |  | 0
Post93 NonSGC Manufactured Home Convert FAF w/o CAC to Energy Star Geothermal Heat Pump w/PTCS Specifications - Zone 3 Heat - Zone 3 Cool | Post93 NonSGC Manufactured Home Convert FAF w/o CAC to Energy Star Geothermal Heat Pump w/PTCS Specifications - Heating Zone 3 | 10198.6223 | 30 | 7785 | 25 | ResSHWX |  | 350 | 20
Post93 NonSGC Manufactured Home Convert FAF w/o CAC to Energy Star Geothermal Heat Pump w/PTCS Specifications - Zone 3 Heat - Zone 3 Cool | Post93 Manufactured Home NonSGC Energy Star Geothermal Heat Pump CAC Savings - Zone 3 | -967.0209 | 30 | 0 |  | ResCACZ3 |  | 0
Post93 NonSGC Manufactured Home Convert FAF w/o CAC to Energy Star Geothermal Heat Pump w/PTCS Specifications - Zone 3 Heat - Zone 3 Cool | Post93 Manufactured Home NonSGC Energy Star Geothermal Heat Pump DHW Savings | 1200 | 30 | 600 |  | ResDHW |  | 0
Post93 NonSGC Manufactured Home Convert FAF w/o CAC to Energy Star Geothermal Heat Pump w/PTCS Specifications - Zone 1 Heat - Zone 2 Cool | Post93 NonSGC Manufactured Home Convert FAF w/o CAC to Energy Star Geothermal Heat Pump w/PTCS Specifications - Heating Zone 1 | 5626.7581 | 30 | 7785 | 25 | ResSHWX |  | 350 | 20
Post93 NonSGC Manufactured Home Convert FAF w/o CAC to Energy Star Geothermal Heat Pump w/PTCS Specifications - Zone 1 Heat - Zone 2 Cool | Post93 Manufactured Home NonSGC Energy Star Geothermal Heat Pump CAC Savings - Zone 2 | -458.8604 | 30 | 0 | 0 | ResCACZ2 |  | 0
Post93 NonSGC Manufactured Home Convert FAF w/o CAC to Energy Star Geothermal Heat Pump w/PTCS Specifications - Zone 1 Heat - Zone 2 Cool | Post93 Manufactured Home NonSGC Energy Star Geothermal Heat Pump DHW Savings | 1200 | 30 | 600 | 0 | ResDHW |  | 0
Post93 NonSGC Manufactured Home Convert FAF w/o CAC to Energy Star Geothermal Heat Pump w/PTCS Specifications - Zone 1 Heat - Zone 3 Cool | Post93 NonSGC Manufactured Home Convert FAF w/o CAC to Energy Star Geothermal Heat Pump w/PTCS Specifications - Heating Zone 1 | 5626.7581 | 30 | 7785 | 25 | ResSHWX |  | 350 | 20
Post93 NonSGC Manufactured Home Convert FAF w/o CAC to Energy Star Geothermal Heat Pump w/PTCS Specifications - Zone 1 Heat - Zone 3 Cool | Post93 Manufactured Home NonSGC Energy Star Geothermal Heat Pump CAC Savings - Zone 3 | -967.0209 | 30 | 0 | 0 | ResCACZ3 |  | 0
Post93 NonSGC Manufactured Home Convert FAF w/o CAC to Energy Star Geothermal Heat Pump w/PTCS Specifications - Zone 1 Heat - Zone 3 Cool | Post93 Manufactured Home NonSGC Energy Star Geothermal Heat Pump DHW Savings | 1200 | 30 | 600 | 0 | ResDHW |  | 0
Post93 NonSGC Manufactured Home Convert FAF w/o CAC to Energy Star Geothermal Heat Pump w/PTCS Specifications - Zone 2 Heat - Zone 3 Cool | Post93 NonSGC Manufactured Home Convert FAF w/o CAC to Energy Star Geothermal Heat Pump w/PTCS Specifications - Heating Zone 2 | 8275.3717 | 30 | 7785 | 25 | ResSHWX |  | 350 | 20
Post93 NonSGC Manufactured Home Convert FAF w/o CAC to Energy Star Geothermal Heat Pump w/PTCS Specifications - Zone 2 Heat - Zone 3 Cool | Post93 Manufactured Home NonSGC Energy Star Geothermal Heat Pump CAC Savings - Zone 3 | -967.0209 | 30 | 0 | 0 | ResCACZ3 |  | 0
Post93 NonSGC Manufactured Home Convert FAF w/o CAC to Energy Star Geothermal Heat Pump w/PTCS Specifications - Zone 2 Heat - Zone 3 Cool | Post93 Manufactured Home NonSGC Energy Star Geothermal Heat Pump DHW Savings | 1200 | 30 | 600 | 0 | ResDHW |  | 0
Post93 NonSGC Manufactured Home Convert FAF w/o CAC to Energy Star Geothermal Heat Pump w/PTCS Specifications - Zone 2 Heat - Zone 1 Cool | Post93 NonSGC Manufactured Home Convert FAF w/o CAC to Energy Star Geothermal Heat Pump w/PTCS Specifications - Heating Zone 2 | 8275.3717 | 30 | 7785 | 25 | ResSHWX |  | 350 | 20
Post93 NonSGC Manufactured Home Convert FAF w/o CAC to Energy Star Geothermal Heat Pump w/PTCS Specifications - Zone 2 Heat - Zone 1 Cool | Post93 Manufactured Home NonSGC Energy Star Geothermal Heat Pump CAC Savings - Zone 1 | -227.1005 | 30 | 0 | 0 | ResCACZ1 |  | 0
Post93 NonSGC Manufactured Home Convert FAF w/o CAC to Energy Star Geothermal Heat Pump w/PTCS Specifications - Zone 2 Heat - Zone 1 Cool | Post93 Manufactured Home NonSGC Energy Star Geothermal Heat Pump DHW Savings | 1200 | 30 | 600 | 0 | ResDHW |  | 0
Post93 NonSGC Manufactured Home Convert FAF w/o CAC to Energy Star Geothermal Heat Pump w/PTCS Specifications - Zone 3 Heat - Zone 1 Cool | Post93 NonSGC Manufactured Home Convert FAF w/o CAC to Energy Star Geothermal Heat Pump w/PTCS Specifications - Heating Zone 3 | 10198.6223 | 30 | 7785 | 25 | ResSHWX |  | 350 | 20
Post93 NonSGC Manufactured Home Convert FAF w/o CAC to Energy Star Geothermal Heat Pump w/PTCS Specifications - Zone 3 Heat - Zone 1 Cool | Post93 Manufactured Home NonSGC Energy Star Geothermal Heat Pump CAC Savings - Zone 1 | -227.1005 | 30 | 0 | 0 | ResCACZ1 |  | 0
Post93 NonSGC Manufactured Home Convert FAF w/o CAC to Energy Star Geothermal Heat Pump w/PTCS Specifications - Zone 3 Heat - Zone 1 Cool | Post93 Manufactured Home NonSGC Energy Star Geothermal Heat Pump DHW Savings | 1200 | 30 | 600 | 0 | ResDHW |  | 0
Post93 NonSGC Manufactured Home Convert FAF w/o CAC to Energy Star Geothermal Heat Pump w/PTCS Specifications - Zone 3 Heat - Zone 2 Cool | Post93 NonSGC Manufactured Home Convert FAF w/o CAC to Energy Star Geothermal Heat Pump w/PTCS Specifications - Heating Zone 3 | 10198.6223 | 30 | 7785 | 25 | ResSHWX |  | 350 | 20
Post93 NonSGC Manufactured Home Convert FAF w/o CAC to Energy Star Geothermal Heat Pump w/PTCS Specifications - Zone 3 Heat - Zone 2 Cool | Post93 Manufactured Home NonSGC Energy Star Geothermal Heat Pump CAC Savings - Zone 2 | -458.8604 | 30 | 0 | 0 | ResCACZ2 |  | 0
Post93 NonSGC Manufactured Home Convert FAF w/o CAC to Energy Star Geothermal Heat Pump w/PTCS Specifications - Zone 3 Heat - Zone 2 Cool | Post93 Manufactured Home NonSGC Energy Star Geothermal Heat Pump DHW Savings | 1200 | 30 | 600 | 0 | ResDHW |  | 0
Post93 NonSGC Manufactured Home Convert FAF w/CAC to Energy Star Geothermal Heat Pump w/PTCS Specifications - Zone 1 Heat - Zone 1 Cool | Post93 NonSGC Manufactured Home Convert FAF w/CAC to Energy Star Geothermal Heat Pump w/PTCS Specifications - Heating Zone 1 | 5626.7581 | 30 | 7785 | 25 | ResSHWX |  | 350 | 20
Post93 NonSGC Manufactured Home Convert FAF w/CAC to Energy Star Geothermal Heat Pump w/PTCS Specifications - Zone 1 Heat - Zone 1 Cool | Post93 Manufactured Home NonSGC Energy Star Geothermal Heat Pump CAC Savings - Zone 1 | 648.9749 | 30 | 0 |  | ResCACZ1 |  | 0
Post93 NonSGC Manufactured Home Convert FAF w/CAC to Energy Star Geothermal Heat Pump w/PTCS Specifications - Zone 1 Heat - Zone 1 Cool | Post93 Manufactured Home NonSGC Energy Star Geothermal Heat Pump DHW Savings | 1200 | 30 | 600 |  | ResDHW |  | 0
Post93 NonSGC Manufactured Home Convert FAF w/CAC to Energy Star Geothermal Heat Pump w/PTCS Specifications - Zone 2 Heat - Zone 2 Cool | Post93 NonSGC Manufactured Home Convert FAF w/CAC to Energy Star Geothermal Heat Pump w/PTCS Specifications - Heating Zone 2 | 8275.3717 | 30 | 7785 | 25 | ResSHWX |  | 350 | 20
Post93 NonSGC Manufactured Home Convert FAF w/CAC to Energy Star Geothermal Heat Pump w/PTCS Specifications - Zone 2 Heat - Zone 2 Cool | Post93 Manufactured Home NonSGC Energy Star Geothermal Heat Pump CAC Savings - Zone 1 | 1297.4566 | 30 | 0 |  | ResCACZ2 |  | 0
Post93 NonSGC Manufactured Home Convert FAF w/CAC to Energy Star Geothermal Heat Pump w/PTCS Specifications - Zone 2 Heat - Zone 2 Cool | Post93 Manufactured Home NonSGC Energy Star Geothermal Heat Pump DHW Savings | 1200 | 30 | 600 |  | ResDHW |  | 0
Post93 NonSGC Manufactured Home Convert FAF w/CAC to Energy Star Geothermal Heat Pump w/PTCS Specifications - Zone 3 Heat - Zone 3 Cool | Post93 NonSGC Manufactured Home Convert FAF w/CAC to Energy Star Geothermal Heat Pump w/PTCS Specifications - Heating Zone 3 | 10198.6223 | 30 | 7785 | 25 | ResSHWX |  | 350 | 20
Post93 NonSGC Manufactured Home Convert FAF w/CAC to Energy Star Geothermal Heat Pump w/PTCS Specifications - Zone 3 Heat - Zone 3 Cool | Post93 Manufactured Home NonSGC Energy Star Geothermal Heat Pump CAC Savings - Zone 1 | 2680.6079 | 30 | 0 |  | ResCACZ3 |  | 0
Post93 NonSGC Manufactured Home Convert FAF w/CAC to Energy Star Geothermal Heat Pump w/PTCS Specifications - Zone 3 Heat - Zone 3 Cool | Post93 Manufactured Home NonSGC Energy Star Geothermal Heat Pump DHW Savings | 1200 | 30 | 600 |  | ResDHW |  | 0
Post93 NonSGC Manufactured Home Convert FAF w/CAC to Energy Star Geothermal Heat Pump w/PTCS Specifications - Zone 1 Heat - Zone 2 Cool | Post93 NonSGC Manufactured Home Convert FAF w/CAC to Energy Star Geothermal Heat Pump w/PTCS Specifications - Heating Zone 1 | 5626.7581 | 30 | 7785 | 25 | ResSHWX |  | 350 | 20
Post93 NonSGC Manufactured Home Convert FAF w/CAC to Energy Star Geothermal Heat Pump w/PTCS Specifications - Zone 1 Heat - Zone 2 Cool | Post93 Manufactured Home NonSGC Energy Star Geothermal Heat Pump CAC Savings - Zone 1 | 1297.4566 | 30 | 0 | 0 | ResCACZ2 |  | 0
Post93 NonSGC Manufactured Home Convert FAF w/CAC to Energy Star Geothermal Heat Pump w/PTCS Specifications - Zone 1 Heat - Zone 2 Cool | Post93 Manufactured Home NonSGC Energy Star Geothermal Heat Pump DHW Savings | 1200 | 30 | 600 | 0 | ResDHW |  | 0
Post93 NonSGC Manufactured Home Convert FAF w/CAC to Energy Star Geothermal Heat Pump w/PTCS Specifications - Zone 1 Heat - Zone 3 Cool | Post93 NonSGC Manufactured Home Convert FAF w/CAC to Energy Star Geothermal Heat Pump w/PTCS Specifications - Heating Zone 1 | 5626.7581 | 30 | 7785 | 25 | ResSHWX |  | 350 | 20
Post93 NonSGC Manufactured Home Convert FAF w/CAC to Energy Star Geothermal Heat Pump w/PTCS Specifications - Zone 1 Heat - Zone 3 Cool | Post93 Manufactured Home NonSGC Energy Star Geothermal Heat Pump CAC Savings - Zone 1 | 2680.6079 | 30 | 0 | 0 | ResCACZ3 |  | 0
Post93 NonSGC Manufactured Home Convert FAF w/CAC to Energy Star Geothermal Heat Pump w/PTCS Specifications - Zone 1 Heat - Zone 3 Cool | Post93 Manufactured Home NonSGC Energy Star Geothermal Heat Pump DHW Savings | 1200 | 30 | 600 | 0 | ResDHW |  | 0
Post93 NonSGC Manufactured Home Convert FAF w/CAC to Energy Star Geothermal Heat Pump w/PTCS Specifications - Zone 2 Heat - Zone 3 Cool | Post93 NonSGC Manufactured Home Convert FAF w/CAC to Energy Star Geothermal Heat Pump w/PTCS Specifications - Heating Zone 2 | 8275.3717 | 30 | 7785 | 25 | ResSHWX |  | 350 | 20
Post93 NonSGC Manufactured Home Convert FAF w/CAC to Energy Star Geothermal Heat Pump w/PTCS Specifications - Zone 2 Heat - Zone 3 Cool | Post93 Manufactured Home NonSGC Energy Star Geothermal Heat Pump CAC Savings - Zone 1 | 2680.6079 | 30 | 0 | 0 | ResCACZ3 |  | 0
Post93 NonSGC Manufactured Home Convert FAF w/CAC to Energy Star Geothermal Heat Pump w/PTCS Specifications - Zone 2 Heat - Zone 3 Cool | Post93 Manufactured Home NonSGC Energy Star Geothermal Heat Pump DHW Savings | 1200 | 30 | 600 | 0 | ResDHW |  | 0
Post93 NonSGC Manufactured Home Convert FAF w/CAC to Energy Star Geothermal Heat Pump w/PTCS Specifications - Zone 2 Heat - Zone 1 Cool | Post93 NonSGC Manufactured Home Convert FAF w/CAC to Energy Star Geothermal Heat Pump w/PTCS Specifications - Heating Zone 2 | 8275.3717 | 30 | 7785 | 25 | ResSHWX |  | 350 | 20
Post93 NonSGC Manufactured Home Convert FAF w/CAC to Energy Star Geothermal Heat Pump w/PTCS Specifications - Zone 2 Heat - Zone 1 Cool | Post93 Manufactured Home NonSGC Energy Star Geothermal Heat Pump CAC Savings - Zone 1 | 648.9749 | 30 | 0 | 0 | ResCACZ1 |  | 0
Post93 NonSGC Manufactured Home Convert FAF w/CAC to Energy Star Geothermal Heat Pump w/PTCS Specifications - Zone 2 Heat - Zone 1 Cool | Post93 Manufactured Home NonSGC Energy Star Geothermal Heat Pump DHW Savings | 1200 | 30 | 600 | 0 | ResDHW |  | 0
Post93 NonSGC Manufactured Home Convert FAF w/CAC to Energy Star Geothermal Heat Pump w/PTCS Specifications - Zone 3 Heat - Zone 1 Cool | Post93 NonSGC Manufactured Home Convert FAF w/CAC to Energy Star Geothermal Heat Pump w/PTCS Specifications - Heating Zone 3 | 10198.6223 | 30 | 7785 | 25 | ResSHWX |  | 350 | 20
Post93 NonSGC Manufactured Home Convert FAF w/CAC to Energy Star Geothermal Heat Pump w/PTCS Specifications - Zone 3 Heat - Zone 1 Cool | Post93 Manufactured Home NonSGC Energy Star Geothermal Heat Pump CAC Savings - Zone 1 | 648.9749 | 30 | 0 | 0 | ResCACZ1 |  | 0
Post93 NonSGC Manufactured Home Convert FAF w/CAC to Energy Star Geothermal Heat Pump w/PTCS Specifications - Zone 3 Heat - Zone 1 Cool | Post93 Manufactured Home NonSGC Energy Star Geothermal Heat Pump DHW Savings | 1200 | 30 | 600 | 0 | ResDHW |  | 0
Post93 NonSGC Manufactured Home Convert FAF w/CAC to Energy Star Geothermal Heat Pump w/PTCS Specifications - Zone 3 Heat - Zone 2 Cool | Post93 NonSGC Manufactured Home Convert FAF w/CAC to Energy Star Geothermal Heat Pump w/PTCS Specifications - Heating Zone 3 | 10198.6223 | 30 | 7785 | 25 | ResSHWX |  | 350 | 20
Post93 NonSGC Manufactured Home Convert FAF w/CAC to Energy Star Geothermal Heat Pump w/PTCS Specifications - Zone 3 Heat - Zone 2 Cool | Post93 Manufactured Home NonSGC Energy Star Geothermal Heat Pump CAC Savings - Zone 1 | 1297.4566 | 30 | 0 | 0 | ResCACZ2 |  | 0
Post93 NonSGC Manufactured Home Convert FAF w/CAC to Energy Star Geothermal Heat Pump w/PTCS Specifications - Zone 3 Heat - Zone 2 Cool | Post93 Manufactured Home NonSGC Energy Star Geothermal Heat Pump DHW Savings | 1200 | 30 | 600 | 0 | ResDHW |  | 0
SGC Manufactured Home Convert FAF w/o CAC to Energy Star Geothermal Heat Pump w/PTCS Specifications - Zone 1 Heat - Zone 1 Cool | SGC Manufactured Home Convert FAF w/o CAC to Energy Star Geothermal Heat Pump w/PTCS Specifications - Heating Zone 1 | 3631.9515 | 30 | 7785 | 25 | ResSHNEW |  | 350 | 20
SGC Manufactured Home Convert FAF w/o CAC to Energy Star Geothermal Heat Pump w/PTCS Specifications - Zone 1 Heat - Zone 1 Cool | SGC Manufactured Home Energy Star Geothermal Heat Pump CAC Savings - Zone 1 | -155.5431 | 30 | 0 |  | ResCACZ1 |  | 0
SGC Manufactured Home Convert FAF w/o CAC to Energy Star Geothermal Heat Pump w/PTCS Specifications - Zone 1 Heat - Zone 1 Cool | SGC Manufactured Home Energy Star Geothermal Heat Pump DHW Savings | 1200 | 30 | 600 |  | ResDHW |  | 0
SGC Manufactured Home Convert FAF w/o CAC to Energy Star Geothermal Heat Pump w/PTCS Specifications - Zone 2 Heat - Zone 2 Cool | SGC Manufactured Home Convert FAF w/o CAC to Energy Star Geothermal Heat Pump w/PTCS Specifications - Heating Zone 2 | 5615.6585 | 30 | 7785 | 25 | ResSHNEW |  | 350 | 20
SGC Manufactured Home Convert FAF w/o CAC to Energy Star Geothermal Heat Pump w/PTCS Specifications - Zone 2 Heat - Zone 2 Cool | SGC Manufactured Home Energy Star Geothermal Heat Pump CAC Savings - Zone 2 | -332.8645 | 30 | 0 |  | ResCACZ2 |  | 0
SGC Manufactured Home Convert FAF w/o CAC to Energy Star Geothermal Heat Pump w/PTCS Specifications - Zone 2 Heat - Zone 2 Cool | SGC Manufactured Home Energy Star Geothermal Heat Pump DHW Savings | 1200 | 30 | 600 |  | ResDHW |  | 0
SGC Manufactured Home Convert FAF w/o CAC to Energy Star Geothermal Heat Pump w/PTCS Specifications - Zone 3 Heat - Zone 3 Cool | SGC Manufactured Home Convert FAF w/o CAC to Energy Star Geothermal Heat Pump w/PTCS Specifications - Heating Zone 3 | 6826.3504 | 30 | 7785 | 25 | ResSHNEW |  | 350 | 20
SGC Manufactured Home Convert FAF w/o CAC to Energy Star Geothermal Heat Pump w/PTCS Specifications - Zone 3 Heat - Zone 3 Cool | SGC Manufactured Home Energy Star Geothermal Heat Pump CAC Savings - Zone 3 | -720.1613 | 30 | 0 |  | ResCACZ3 |  | 0
SGC Manufactured Home Convert FAF w/o CAC to Energy Star Geothermal Heat Pump w/PTCS Specifications - Zone 3 Heat - Zone 3 Cool | SGC Manufactured Home Energy Star Geothermal Heat Pump DHW Savings | 1200 | 30 | 600 |  | ResDHW |  | 0
SGC Manufactured Home Convert FAF w/o CAC to Energy Star Geothermal Heat Pump w/PTCS Specifications - Zone 1 Heat - Zone 2 Cool | SGC Manufactured Home Convert FAF w/o CAC to Energy Star Geothermal Heat Pump w/PTCS Specifications - Heating Zone 1 | 3631.9515 | 30 | 7785 | 25 | ResSHNEW |  | 350 | 20
SGC Manufactured Home Convert FAF w/o CAC to Energy Star Geothermal Heat Pump w/PTCS Specifications - Zone 1 Heat - Zone 2 Cool | SGC Manufactured Home Energy Star Geothermal Heat Pump CAC Savings - Zone 2 | -332.8645 | 30 | 0 | 0 | ResCACZ2 |  | 0
SGC Manufactured Home Convert FAF w/o CAC to Energy Star Geothermal Heat Pump w/PTCS Specifications - Zone 1 Heat - Zone 2 Cool | SGC Manufactured Home Energy Star Geothermal Heat Pump DHW Savings | 1200 | 30 | 600 | 0 | ResDHW |  | 0
SGC Manufactured Home Convert FAF w/o CAC to Energy Star Geothermal Heat Pump w/PTCS Specifications - Zone 1 Heat - Zone 3 Cool | SGC Manufactured Home Convert FAF w/o CAC to Energy Star Geothermal Heat Pump w/PTCS Specifications - Heating Zone 1 | 3631.9515 | 30 | 7785 | 25 | ResSHNEW |  | 350 | 20
SGC Manufactured Home Convert FAF w/o CAC to Energy Star Geothermal Heat Pump w/PTCS Specifications - Zone 1 Heat - Zone 3 Cool | SGC Manufactured Home Energy Star Geothermal Heat Pump CAC Savings - Zone 3 | -720.1613 | 30 | 0 | 0 | ResCACZ3 |  | 0
SGC Manufactured Home Convert FAF w/o CAC to Energy Star Geothermal Heat Pump w/PTCS Specifications - Zone 1 Heat - Zone 3 Cool | SGC Manufactured Home Energy Star Geothermal Heat Pump DHW Savings | 1200 | 30 | 600 | 0 | ResDHW |  | 0
SGC Manufactured Home Convert FAF w/o CAC to Energy Star Geothermal Heat Pump w/PTCS Specifications - Zone 2 Heat - Zone 3 Cool | SGC Manufactured Home Convert FAF w/o CAC to Energy Star Geothermal Heat Pump w/PTCS Specifications - Heating Zone 2 | 5615.6585 | 30 | 7785 | 25 | ResSHNEW |  | 350 | 20
SGC Manufactured Home Convert FAF w/o CAC to Energy Star Geothermal Heat Pump w/PTCS Specifications - Zone 2 Heat - Zone 3 Cool | SGC Manufactured Home Energy Star Geothermal Heat Pump CAC Savings - Zone 3 | -720.1613 | 30 | 0 | 0 | ResCACZ3 |  | 0
SGC Manufactured Home Convert FAF w/o CAC to Energy Star Geothermal Heat Pump w/PTCS Specifications - Zone 2 Heat - Zone 3 Cool | SGC Manufactured Home Energy Star Geothermal Heat Pump DHW Savings | 1200 | 30 | 600 | 0 | ResDHW |  | 0
SGC Manufactured Home Convert FAF w/o CAC to Energy Star Geothermal Heat Pump w/PTCS Specifications - Zone 2 Heat - Zone 1 Cool | SGC Manufactured Home Convert FAF w/o CAC to Energy Star Geothermal Heat Pump w/PTCS Specifications - Heating Zone 2 | 5615.6585 | 30 | 7785 | 25 | ResSHNEW |  | 350 | 20
SGC Manufactured Home Convert FAF w/o CAC to Energy Star Geothermal Heat Pump w/PTCS Specifications - Zone 2 Heat - Zone 1 Cool | SGC Manufactured Home Energy Star Geothermal Heat Pump CAC Savings - Zone 1 | -155.5431 | 30 | 0 | 0 | ResCACZ1 |  | 0
SGC Manufactured Home Convert FAF w/o CAC to Energy Star Geothermal Heat Pump w/PTCS Specifications - Zone 2 Heat - Zone 1 Cool | SGC Manufactured Home Energy Star Geothermal Heat Pump DHW Savings | 1200 | 30 | 600 | 0 | ResDHW |  | 0
SGC Manufactured Home Convert FAF w/o CAC to Energy Star Geothermal Heat Pump w/PTCS Specifications - Zone 3 Heat - Zone 1 Cool | SGC Manufactured Home Convert FAF w/o CAC to Energy Star Geothermal Heat Pump w/PTCS Specifications - Heating Zone 3 | 6826.3504 | 30 | 7785 | 25 | ResSHNEW |  | 350 | 20
SGC Manufactured Home Convert FAF w/o CAC to Energy Star Geothermal Heat Pump w/PTCS Specifications - Zone 3 Heat - Zone 1 Cool | SGC Manufactured Home Energy Star Geothermal Heat Pump CAC Savings - Zone 1 | -155.5431 | 30 | 0 | 0 | ResCACZ1 |  | 0
SGC Manufactured Home Convert FAF w/o CAC to Energy Star Geothermal Heat Pump w/PTCS Specifications - Zone 3 Heat - Zone 1 Cool | SGC Manufactured Home Energy Star Geothermal Heat Pump DHW Savings | 1200 | 30 | 600 | 0 | ResDHW |  | 0
SGC Manufactured Home Convert FAF w/o CAC to Energy Star Geothermal Heat Pump w/PTCS Specifications - Zone 3 Heat - Zone 2 Cool | SGC Manufactured Home Convert FAF w/o CAC to Energy Star Geothermal Heat Pump w/PTCS Specifications - Heating Zone 3 | 6826.3504 | 30 | 7785 | 25 | ResSHNEW |  | 350 | 20
SGC Manufactured Home Convert FAF w/o CAC to Energy Star Geothermal Heat Pump w/PTCS Specifications - Zone 3 Heat - Zone 2 Cool | SGC Manufactured Home Energy Star Geothermal Heat Pump CAC Savings - Zone 2 | -332.8645 | 30 | 0 | 0 | ResCACZ2 |  | 0
SGC Manufactured Home Convert FAF w/o CAC to Energy Star Geothermal Heat Pump w/PTCS Specifications - Zone 3 Heat - Zone 2 Cool | SGC Manufactured Home Energy Star Geothermal Heat Pump DHW Savings | 1200 | 30 | 600 | 0 | ResDHW |  | 0
SGC Manufactured Home Convert FAF w/CAC to Energy Star Geothermal Heat Pump w/PTCS Specifications - Zone 1 Heat - Zone 1 Cool | SGC Manufactured Home Convert FAF w/CAC to Energy Star Geothermal Heat Pump w/PTCS Specifications - Heating Zone 1 | 3631.9515 | 30 | 7785 | 25 | ResSHNEW |  | 350 | 20
SGC Manufactured Home Convert FAF w/CAC to Energy Star Geothermal Heat Pump w/PTCS Specifications - Zone 1 Heat - Zone 1 Cool | SGC Manufactured Home Energy Star Geothermal Heat Pump CAC Savings - Zone 1 | 444.3405 | 30 | 0 |  | ResCACZ1 |  | 0
SGC Manufactured Home Convert FAF w/CAC to Energy Star Geothermal Heat Pump w/PTCS Specifications - Zone 1 Heat - Zone 1 Cool | SGC Manufactured Home Energy Star Geothermal Heat Pump DHW Savings | 1200 | 30 | 600 |  | ResDHW |  | 0
SGC Manufactured Home Convert FAF w/CAC to Energy Star Geothermal Heat Pump w/PTCS Specifications - Zone 2 Heat - Zone 2 Cool | SGC Manufactured Home Convert FAF w/CAC to Energy Star Geothermal Heat Pump w/PTCS Specifications - Heating Zone 2 | 5615.6585 | 30 | 7785 | 25 | ResSHNEW |  | 350 | 20
SGC Manufactured Home Convert FAF w/CAC to Energy Star Geothermal Heat Pump w/PTCS Specifications - Zone 2 Heat - Zone 2 Cool | SGC Manufactured Home Energy Star Geothermal Heat Pump CAC Savings - Zone 2 | 941.0336 | 30 | 0 |  | ResCACZ2 |  | 0
SGC Manufactured Home Convert FAF w/CAC to Energy Star Geothermal Heat Pump w/PTCS Specifications - Zone 2 Heat - Zone 2 Cool | SGC Manufactured Home Energy Star Geothermal Heat Pump DHW Savings | 1200 | 30 | 600 |  | ResDHW |  | 0
SGC Manufactured Home Convert FAF w/CAC to Energy Star Geothermal Heat Pump w/PTCS Specifications - Zone 3 Heat - Zone 3 Cool | SGC Manufactured Home Convert FAF w/CAC to Energy Star Geothermal Heat Pump w/PTCS Specifications - Heating Zone 3 | 6826.3504 | 30 | 7785 | 25 | ResSHNEW |  | 350 | 20
SGC Manufactured Home Convert FAF w/CAC to Energy Star Geothermal Heat Pump w/PTCS Specifications - Zone 3 Heat - Zone 3 Cool | SGC Manufactured Home Energy Star Geothermal Heat Pump CAC Savings - Zone 3 | 1996.3066 | 30 | 0 |  | ResCACZ3 |  | 0
SGC Manufactured Home Convert FAF w/CAC to Energy Star Geothermal Heat Pump w/PTCS Specifications - Zone 3 Heat - Zone 3 Cool | SGC Manufactured Home Energy Star Geothermal Heat Pump DHW Savings | 1200 | 30 | 600 |  | ResDHW |  | 0
SGC Manufactured Home Convert FAF w/CAC to Energy Star Geothermal Heat Pump w/PTCS Specifications - Zone 1 Heat - Zone 2 Cool | SGC Manufactured Home Convert FAF w/CAC to Energy Star Geothermal Heat Pump w/PTCS Specifications - Heating Zone 1 | 3631.9515 | 30 | 7785 | 25 | ResSHNEW |  | 350 | 20
SGC Manufactured Home Convert FAF w/CAC to Energy Star Geothermal Heat Pump w/PTCS Specifications - Zone 1 Heat - Zone 2 Cool | SGC Manufactured Home Energy Star Geothermal Heat Pump CAC Savings - Zone 2 | 941.0336 | 30 | 0 | 0 | ResCACZ2 |  | 0
SGC Manufactured Home Convert FAF w/CAC to Energy Star Geothermal Heat Pump w/PTCS Specifications - Zone 1 Heat - Zone 2 Cool | SGC Manufactured Home Energy Star Geothermal Heat Pump DHW Savings | 1200 | 30 | 600 | 0 | ResDHW |  | 0
SGC Manufactured Home Convert FAF w/CAC to Energy Star Geothermal Heat Pump w/PTCS Specifications - Zone 1 Heat - Zone 3 Cool | SGC Manufactured Home Convert FAF w/CAC to Energy Star Geothermal Heat Pump w/PTCS Specifications - Heating Zone 1 | 3631.9515 | 30 | 7785 | 25 | ResSHNEW |  | 350 | 20
SGC Manufactured Home Convert FAF w/CAC to Energy Star Geothermal Heat Pump w/PTCS Specifications - Zone 1 Heat - Zone 3 Cool | SGC Manufactured Home Energy Star Geothermal Heat Pump CAC Savings - Zone 3 | 1996.3066 | 30 | 0 | 0 | ResCACZ3 |  | 0
SGC Manufactured Home Convert FAF w/CAC to Energy Star Geothermal Heat Pump w/PTCS Specifications - Zone 1 Heat - Zone 3 Cool | SGC Manufactured Home Energy Star Geothermal Heat Pump DHW Savings | 1200 | 30 | 600 | 0 | ResDHW |  | 0
SGC Manufactured Home Convert FAF w/CAC to Energy Star Geothermal Heat Pump w/PTCS Specifications - Zone 2 Heat - Zone 3 Cool | SGC Manufactured Home Convert FAF w/CAC to Energy Star Geothermal Heat Pump w/PTCS Specifications - Heating Zone 2 | 5615.6585 | 30 | 7785 | 25 | ResSHNEW |  | 350 | 20
SGC Manufactured Home Convert FAF w/CAC to Energy Star Geothermal Heat Pump w/PTCS Specifications - Zone 2 Heat - Zone 3 Cool | SGC Manufactured Home Energy Star Geothermal Heat Pump CAC Savings - Zone 3 | 1996.3066 | 30 | 0 | 0 | ResCACZ3 |  | 0
SGC Manufactured Home Convert FAF w/CAC to Energy Star Geothermal Heat Pump w/PTCS Specifications - Zone 2 Heat - Zone 3 Cool | SGC Manufactured Home Energy Star Geothermal Heat Pump DHW Savings | 1200 | 30 | 600 | 0 | ResDHW |  | 0
SGC Manufactured Home Convert FAF w/CAC to Energy Star Geothermal Heat Pump w/PTCS Specifications - Zone 2 Heat - Zone 1 Cool | SGC Manufactured Home Convert FAF w/CAC to Energy Star Geothermal Heat Pump w/PTCS Specifications - Heating Zone 2 | 5615.6585 | 30 | 7785 | 25 | ResSHNEW |  | 350 | 20
SGC Manufactured Home Convert FAF w/CAC to Energy Star Geothermal Heat Pump w/PTCS Specifications - Zone 2 Heat - Zone 1 Cool | SGC Manufactured Home Energy Star Geothermal Heat Pump CAC Savings - Zone 1 | 444.3405 | 30 | 0 | 0 | ResCACZ1 |  | 0
SGC Manufactured Home Convert FAF w/CAC to Energy Star Geothermal Heat Pump w/PTCS Specifications - Zone 2 Heat - Zone 1 Cool | SGC Manufactured Home Energy Star Geothermal Heat Pump DHW Savings | 1200 | 30 | 600 | 0 | ResDHW |  | 0
SGC Manufactured Home Convert FAF w/CAC to Energy Star Geothermal Heat Pump w/PTCS Specifications - Zone 3 Heat - Zone 1 Cool | SGC Manufactured Home Convert FAF w/CAC to Energy Star Geothermal Heat Pump w/PTCS Specifications - Heating Zone 3 | 6826.3504 | 30 | 7785 | 25 | ResSHNEW |  | 350 | 20
SGC Manufactured Home Convert FAF w/CAC to Energy Star Geothermal Heat Pump w/PTCS Specifications - Zone 3 Heat - Zone 1 Cool | SGC Manufactured Home Energy Star Geothermal Heat Pump CAC Savings - Zone 1 | 444.3405 | 30 | 0 | 0 | ResCACZ1 |  | 0
SGC Manufactured Home Convert FAF w/CAC to Energy Star Geothermal Heat Pump w/PTCS Specifications - Zone 3 Heat - Zone 1 Cool | SGC Manufactured Home Energy Star Geothermal Heat Pump DHW Savings | 1200 | 30 | 600 | 0 | ResDHW |  | 0
SGC Manufactured Home Convert FAF w/CAC to Energy Star Geothermal Heat Pump w/PTCS Specifications - Zone 3 Heat - Zone 2 Cool | SGC Manufactured Home Convert FAF w/CAC to Energy Star Geothermal Heat Pump w/PTCS Specifications - Heating Zone 3 | 6826.3504 | 30 | 7785 | 25 | ResSHNEW |  | 350 | 20
SGC Manufactured Home Convert FAF w/CAC to Energy Star Geothermal Heat Pump w/PTCS Specifications - Zone 3 Heat - Zone 2 Cool | SGC Manufactured Home Energy Star Geothermal Heat Pump CAC Savings - Zone 2 | 941.0336 | 30 | 0 | 0 | ResCACZ2 |  | 0
SGC Manufactured Home Convert FAF w/CAC to Energy Star Geothermal Heat Pump w/PTCS Specifications - Zone 3 Heat - Zone 2 Cool | SGC Manufactured Home Energy Star Geothermal Heat Pump DHW Savings | 1200 | 30 | 600 | 0 | ResDHW |  | 0
SGC Manufactured Home Convert Air Source Heat Pump to Energy Star Geothermal Heat Pump w/PTCS Specifications - Zone 1 Heat - Zone 1 Cool | SGC Manufactured Home Convert Air Source Heat Pump to Energy Star Geothermal Heat Pump w/PTCS Specifications - Heating Zone 1 | 1189.0133 | 30 | 7785 | 25 | ResSHNEW |  | 350 | 20
SGC Manufactured Home Convert Air Source Heat Pump to Energy Star Geothermal Heat Pump w/PTCS Specifications - Zone 1 Heat - Zone 1 Cool | SGC Manufactured Home Energy Star Geothermal Heat Pump CAC Savings - Zone 1 | 444.3405 | 30 | 0 |  | ResCACZ1 |  | 0
SGC Manufactured Home Convert Air Source Heat Pump to Energy Star Geothermal Heat Pump w/PTCS Specifications - Zone 1 Heat - Zone 1 Cool | SGC Manufactured Home Energy Star Geothermal Heat Pump DHW Savings | 1200 | 30 | 600 |  | ResDHW |  | 0
SGC Manufactured Home Convert Air Source Heat Pump to Energy Star Geothermal Heat Pump w/PTCS Specifications - Zone 2 Heat - Zone 2 Cool | SGC Manufactured Home Convert Air Source Heat Pump to Energy Star Geothermal Heat Pump w/PTCS Specifications - Heating Zone 2 | 1754.4293 | 30 | 7785 | 25 | ResSHNEW |  | 350 | 20
SGC Manufactured Home Convert Air Source Heat Pump to Energy Star Geothermal Heat Pump w/PTCS Specifications - Zone 2 Heat - Zone 2 Cool | SGC Manufactured Home Energy Star Geothermal Heat Pump CAC Savings - Zone 2 | 941.0336 | 30 | 0 |  | ResCACZ2 |  | 0
SGC Manufactured Home Convert Air Source Heat Pump to Energy Star Geothermal Heat Pump w/PTCS Specifications - Zone 2 Heat - Zone 2 Cool | SGC Manufactured Home Energy Star Geothermal Heat Pump DHW Savings | 1200 | 30 | 600 |  | ResDHW |  | 0
SGC Manufactured Home Convert Air Source Heat Pump to Energy Star Geothermal Heat Pump w/PTCS Specifications - Zone 3 Heat - Zone 3 Cool | SGC Manufactured Home Convert Air Source Heat Pump to Energy Star Geothermal Heat Pump w/PTCS Specifications - Heating Zone 3 | 2127.7691 | 30 | 7785 | 25 | ResSHNEW |  | 350 | 20
SGC Manufactured Home Convert Air Source Heat Pump to Energy Star Geothermal Heat Pump w/PTCS Specifications - Zone 3 Heat - Zone 3 Cool | SGC Manufactured Home Energy Star Geothermal Heat Pump CAC Savings - Zone 3 | 1996.3066 | 30 | 0 |  | ResCACZ3 |  | 0
SGC Manufactured Home Convert Air Source Heat Pump to Energy Star Geothermal Heat Pump w/PTCS Specifications - Zone 3 Heat - Zone 3 Cool | SGC Manufactured Home Energy Star Geothermal Heat Pump DHW Savings | 1200 | 30 | 600 |  | ResDHW |  | 0
SGC Manufactured Home Convert Air Source Heat Pump to Energy Star Geothermal Heat Pump w/PTCS Specifications - Zone 1 Heat - Zone 2 Cool | SGC Manufactured Home Convert Air Source Heat Pump to Energy Star Geothermal Heat Pump w/PTCS Specifications - Heating Zone 1 | 1189.0133 | 30 | 7785 | 25 | ResSHNEW |  | 350 | 20
SGC Manufactured Home Convert Air Source Heat Pump to Energy Star Geothermal Heat Pump w/PTCS Specifications - Zone 1 Heat - Zone 2 Cool | SGC Manufactured Home Energy Star Geothermal Heat Pump CAC Savings - Zone 2 | 941.0336 | 30 | 0 | 0 | ResCACZ2 |  | 0
SGC Manufactured Home Convert Air Source Heat Pump to Energy Star Geothermal Heat Pump w/PTCS Specifications - Zone 1 Heat - Zone 2 Cool | SGC Manufactured Home Energy Star Geothermal Heat Pump DHW Savings | 1200 | 30 | 600 | 0 | ResDHW |  | 0
SGC Manufactured Home Convert Air Source Heat Pump to Energy Star Geothermal Heat Pump w/PTCS Specifications - Zone 1 Heat - Zone 3 Cool | SGC Manufactured Home Convert Air Source Heat Pump to Energy Star Geothermal Heat Pump w/PTCS Specifications - Heating Zone 1 | 1189.0133 | 30 | 7785 | 25 | ResSHNEW |  | 350 | 20
SGC Manufactured Home Convert Air Source Heat Pump to Energy Star Geothermal Heat Pump w/PTCS Specifications - Zone 1 Heat - Zone 3 Cool | SGC Manufactured Home Energy Star Geothermal Heat Pump CAC Savings - Zone 3 | 1996.3066 | 30 | 0 | 0 | ResCACZ3 |  | 0
SGC Manufactured Home Convert Air Source Heat Pump to Energy Star Geothermal Heat Pump w/PTCS Specifications - Zone 1 Heat - Zone 3 Cool | SGC Manufactured Home Energy Star Geothermal Heat Pump DHW Savings | 1200 | 30 | 600 | 0 | ResDHW |  | 0
SGC Manufactured Home Convert Air Source Heat Pump to Energy Star Geothermal Heat Pump w/PTCS Specifications - Zone 2 Heat - Zone 3 Cool | SGC Manufactured Home Convert Air Source Heat Pump to Energy Star Geothermal Heat Pump w/PTCS Specifications - Heating Zone 2 | 1754.4293 | 30 | 7785 | 25 | ResSHNEW |  | 350 | 20
SGC Manufactured Home Convert Air Source Heat Pump to Energy Star Geothermal Heat Pump w/PTCS Specifications - Zone 2 Heat - Zone 3 Cool | SGC Manufactured Home Energy Star Geothermal Heat Pump CAC Savings - Zone 3 | 1996.3066 | 30 | 0 | 0 | ResCACZ3 |  | 0
SGC Manufactured Home Convert Air Source Heat Pump to Energy Star Geothermal Heat Pump w/PTCS Specifications - Zone 2 Heat - Zone 3 Cool | SGC Manufactured Home Energy Star Geothermal Heat Pump DHW Savings | 1200 | 30 | 600 | 0 | ResDHW |  | 0
SGC Manufactured Home Convert Air Source Heat Pump to Energy Star Geothermal Heat Pump w/PTCS Specifications - Zone 2 Heat - Zone 1 Cool | SGC Manufactured Home Convert Air Source Heat Pump to Energy Star Geothermal Heat Pump w/PTCS Specifications - Heating Zone 2 | 1754.4293 | 30 | 7785 | 25 | ResSHNEW |  | 350 | 20
SGC Manufactured Home Convert Air Source Heat Pump to Energy Star Geothermal Heat Pump w/PTCS Specifications - Zone 2 Heat - Zone 1 Cool | SGC Manufactured Home Energy Star Geothermal Heat Pump CAC Savings - Zone 1 | 444.3405 | 30 | 0 | 0 | ResCACZ1 |  | 0
SGC Manufactured Home Convert Air Source Heat Pump to Energy Star Geothermal Heat Pump w/PTCS Specifications - Zone 2 Heat - Zone 1 Cool | SGC Manufactured Home Energy Star Geothermal Heat Pump DHW Savings | 1200 | 30 | 600 | 0 | ResDHW |  | 0
SGC Manufactured Home Convert Air Source Heat Pump to Energy Star Geothermal Heat Pump w/PTCS Specifications - Zone 3 Heat - Zone 1 Cool | SGC Manufactured Home Convert Air Source Heat Pump to Energy Star Geothermal Heat Pump w/PTCS Specifications - Heating Zone 3 | 2127.7691 | 30 | 7785 | 25 | ResSHNEW |  | 350 | 20
SGC Manufactured Home Convert Air Source Heat Pump to Energy Star Geothermal Heat Pump w/PTCS Specifications - Zone 3 Heat - Zone 1 Cool | SGC Manufactured Home Energy Star Geothermal Heat Pump CAC Savings - Zone 1 | 444.3405 | 30 | 0 | 0 | ResCACZ1 |  | 0
SGC Manufactured Home Convert Air Source Heat Pump to Energy Star Geothermal Heat Pump w/PTCS Specifications - Zone 3 Heat - Zone 1 Cool | SGC Manufactured Home Energy Star Geothermal Heat Pump DHW Savings | 1200 | 30 | 600 | 0 | ResDHW |  | 0
SGC Manufactured Home Convert Air Source Heat Pump to Energy Star Geothermal Heat Pump w/PTCS Specifications - Zone 3 Heat - Zone 2 Cool | SGC Manufactured Home Convert Air Source Heat Pump to Energy Star Geothermal Heat Pump w/PTCS Specifications - Heating Zone 3 | 2127.7691 | 30 | 7785 | 25 | ResSHNEW |  | 350 | 20
SGC Manufactured Home Convert Air Source Heat Pump to Energy Star Geothermal Heat Pump w/PTCS Specifications - Zone 3 Heat - Zone 2 Cool | SGC Manufactured Home Energy Star Geothermal Heat Pump CAC Savings - Zone 2 | 941.0336 | 30 | 0 | 0 | ResCACZ2 |  | 0
SGC Manufactured Home Convert Air Source Heat Pump to Energy Star Geothermal Heat Pump w/PTCS Specifications - Zone 3 Heat - Zone 2 Cool | SGC Manufactured Home Energy Star Geothermal Heat Pump DHW Savings | 1200 | 30 | 600 | 0 | ResDHW |  | 0
ProCost Results, Version 1.70a: JPH 03/07/01, 03:10 PM 2/29/2004
Measure Results (2000 $) |  | Measure Input Data | [7 empty] | Savings |  |  | PV Capital |  |  |  | PV O&M |  | Total PV Costs |  |  |  |  | Levelized Cost (mills/kwh) |  |  |  |  | PV Bulk Power System Benefits | [5 empty] | PV Regional Benefits
Category | Measure | Measure Life | Site Savings (kWh) | Capital Cost ($/unit) | Annual O&M Cost ($/unit) | PV Per. Repl. Cost ($/unit) | Load Shape | Div. Load Factor | Bulk Pwr Coin. Factor | Bulk Energy (kWh) | Bulk Demand (kw) | Local Demand (kW) | Spon 1 | Spon 2 | Spon 3 | Cust | Utility | Cust | Spon 1 | Spon 2 | Spon 3 | Cust | Total | Spon 1 | Spon 2 | Spon 3 | Cust | Total | Energy | Bulk T&D Def. Cap. | Act C-E Credit | Total System Benefit | Total non-Consumer Cost | Bulk System B/C Ratio | Local T&D Def.Cap. | Non-E Value | Exter-nalities | Total Regional Benefit | Total Regional Cost | Total Regional B/C Ratio
Pre94 NonSGC Manufactured Home Convert Air Source Heat Pump to Energy Star Geothermal Heat Pump w/PTCS Specifications - Zone 1 Heat - Zone 1 Cool | Pre94 NonSGC Manufactured Home Convert Air Source Heat Pump to Energy Star Geothermal Heat Pump w/PTCS Specifications - Heating Zone 1 | 30 | 2194.5526 | 6535 | 25 | 153.5918 | ResSHWX | 0.21 | 0.401 | 2361.8873 | 0.51485 | 1.2839 |  |  | 6534.9965 | 0 | 0 | 432.3008 | 0 | 0 | 6534.9965 | 585.8926 | 7120.8891 | 0 | 0 | 160.0074 | 14.3454 | 174.3528 | 1276.342 | 26.7084 | 172.8975 | 1474.9206 | 6534.9965 | 0.2257 | 444.0294 | 0 | 0 | 1918.9501 | 7120.8891 | 0.26948
Pre94 NonSGC Manufactured Home Convert Air Source Heat Pump to Energy Star Geothermal Heat Pump w/PTCS Specifications - Zone 1 Heat - Zone 1 Cool | Pre94 Manufactured Home Energy Star Geothermal Heat Pump CAC Savings - Zone 1 | 30 | 985.8184 | 0 | 0 | 0 | ResCACZ1 | 0.17 | 0 | 1060.987 | 0 | 0.71245 |  |  | 0 | 0 | 0 | 0 | 0 | 0 | 0 | 0 | 0 | 0 | 0 | 0 | 0 | 0 | 926.544 | 0 | 116.3463 | 1042.8903 | 0 | 9999 | 246.3957 | 0 | 0 | 1289.286 | 0 | 9999
Pre94 NonSGC Manufactured Home Convert Air Source Heat Pump to Energy Star Geothermal Heat Pump w/PTCS Specifications - Zone 1 Heat - Zone 1 Cool | Pre94 Manufactured Home Energy Star Geothermal Heat Pump DHW Savings | 30 | 1200 | 600 | 0 | 0 | ResDHW | 0.286 | 0.317 | 1291.5 | 0.16341 | 0.51549 |  |  | 599.9997 | 0 | 0 | 0 | 0 | 0 | 599.9997 | 0 | 599.9997 | 0 | 0 | 26.8665 | 0 | 26.8665 | 808.2036 | 8.4772 | 98.7777 | 915.1324 | 599.9997 | 1.5252 | 178.279 | 0 | 0 | 1093.4115 | 599.9997 | 1.8224
Pre94 NonSGC Manufactured Home Convert Air Source Heat Pump to Energy Star Geothermal Heat Pump w/PTCS Specifications - Zone 2 Heat - Zone 2 Cool | Pre94 NonSGC Manufactured Home Convert Air Source Heat Pump to Energy Star Geothermal Heat Pump w/PTCS Specifications - Heating Zone 2 | 30 | 2992.0437 | 6535 | 25 | 153.5918 | ResSHWX | 0.21 | 0.401 | 3220.1871 | 0.70194 | 1.7505 |  |  | 6534.9965 | 0 | 0 | 432.3008 | 0 | 0 | 6534.9965 | 585.8926 | 7120.8891 | 0 | 0 | 117.3595 | 10.5218 | 127.8813 | 1740.1593 | 36.4141 | 235.7277 | 2010.9005 | 6534.9965 | 0.30771 | 605.3879 | 0 | 0 | 2616.2883 | 7120.8891 | 0.36741
Pre94 NonSGC Manufactured Home Convert Air Source Heat Pump to Energy Star Geothermal Heat Pump w/PTCS Specifications - Zone 2 Heat - Zone 2 Cool | Pre94 Manufactured Home Energy Star Geothermal Heat Pump CAC Savings - Zone 2 | 30 | 1751.7782 | 0 | 0 | 0 | ResCACZ2 | 0.17 | 0 | 1885.3513 | 0 | 1.266 |  |  | 0 | 0 | 0 | 0 | 0 | 0 | 0 | 0 | 0 | 0 | 0 | 0 | 0 | 0 | 1751.4996 | 0 | 217.25 | 1968.7495 | 0 | 9999 | 437.8398 | 0 | 0 | 2406.5894 | 0 | 9999
Pre94 NonSGC Manufactured Home Convert Air Source Heat Pump to Energy Star Geothermal Heat Pump w/PTCS Specifications - Zone 2 Heat - Zone 2 Cool | Pre94 Manufactured Home Energy Star Geothermal Heat Pump DHW Savings | 30 | 1200 | 600 | 0 | 0 | ResDHW | 0.286 | 0.317 | 1291.5 | 0.16341 | 0.51549 |  |  | 599.9997 | 0 | 0 | 0 | 0 | 0 | 599.9997 | 0 | 599.9997 | 0 | 0 | 26.8665 | 0 | 26.8665 | 808.2036 | 8.4772 | 98.7777 | 915.1324 | 599.9997 | 1.5252 | 178.279 | 0 | 0 | 1093.4115 | 599.9997 | 1.8224
Pre94 NonSGC Manufactured Home Convert Air Source Heat Pump to Energy Star Geothermal Heat Pump w/PTCS Specifications - Zone 3 Heat - Zone 3 Cool | Pre94 NonSGC Manufactured Home Convert Air Source Heat Pump to Energy Star Geothermal Heat Pump w/PTCS Specifications - Heating Zone 3 | 30 | 3601.8445 | 6535 | 25 | 153.5918 | ResSHWX | 0.21 | 0.401 | 3876.4851 | 0.845 | 2.1072 |  |  | 6534.9965 | 0 | 0 | 432.3008 | 0 | 0 | 6534.9965 | 585.8926 | 7120.8891 | 0 | 0 | 97.4902 | 8.7405 | 106.2307 | 2094.8167 | 43.8355 | 283.7707 | 2420.737 | 6534.9965 | 0.37043 | 728.7704 | 0 | 0 | 3149.5073 | 7120.8891 | 0.44229
Pre94 NonSGC Manufactured Home Convert Air Source Heat Pump to Energy Star Geothermal Heat Pump w/PTCS Specifications - Zone 3 Heat - Zone 3 Cool | Pre94 Manufactured Home Energy Star Geothermal Heat Pump CAC Savings - Zone 3 | 30 | 2754.1917 | 0 | 0 | 0 | ResCACZ3 | 0.17 | 0 | 2964.1988 | 0 | 1.9905 |  |  | 0 | 0 | 0 | 0 | 0 | 0 | 0 | 0 | 0 | 0 | 0 | 0 | 0 | 0 | 3204.5542 | 0 | 386.6461 | 3591.2003 | 0 | 9999 | 688.3832 | 0 | 0 | 4279.5835 | 0 | 9999
Pre94 NonSGC Manufactured Home Convert Air Source Heat Pump to Energy Star Geothermal Heat Pump w/PTCS Specifications - Zone 3 Heat - Zone 3 Cool | Pre94 Manufactured Home Energy Star Geothermal Heat Pump DHW Savings | 30 | 1200 | 600 | 0 | 0 | ResDHW | 0.286 | 0.317 | 1291.5 | 0.16341 | 0.51549 |  |  | 599.9997 | 0 | 0 | 0 | 0 | 0 | 599.9997 | 0 | 599.9997 | 0 | 0 | 26.8665 | 0 | 26.8665 | 808.2036 | 8.4772 | 98.7777 | 915.1324 | 599.9997 | 1.5252 | 178.279 | 0 | 0 | 1093.4115 | 599.9997 | 1.8224
Pre94 NonSGC Manufactured Home Convert Air Source Heat Pump to Energy Star Geothermal Heat Pump w/PTCS Specifications - Zone 1 Heat - Zone 2 Cool | Pre94 NonSGC Manufactured Home Convert Air Source Heat Pump to Energy Star Geothermal Heat Pump w/PTCS Specifications - Heating Zone 1 | 30 | 2194.5526 | 6535 | 25 | 153.5918 | ResSHWX | 0.21 | 0.401 | 2361.8873 | 0.51485 | 1.2839 |  |  | 6534.9965 | 0 | 0 | 432.3008 | 0 | 0 | 6534.9965 | 585.8926 | 7120.8891 | 0 | 0 | 160.0074 | 14.3454 | 174.3528 | 1276.342 | 26.7084 | 172.8975 | 1474.9206 | 6534.9965 | 0.2257 | 444.0294 | 0 | 0 | 1918.9501 | 7120.8891 | 0.26948
Pre94 NonSGC Manufactured Home Convert Air Source Heat Pump to Energy Star Geothermal Heat Pump w/PTCS Specifications - Zone 1 Heat - Zone 2 Cool | Pre94 Manufactured Home Energy Star Geothermal Heat Pump CAC Savings - Zone 2 | 30 | 1751.7782 | 0 | 0 | 0 | ResCACZ2 | 0.17 | 0 | 1885.3513 | 0 | 1.266 |  |  | 0 | 0 | 0 | 0 | 0 | 0 | 0 | 0 | 0 | 0 | 0 | 0 | 0 | 0 | 1751.4996 | 0 | 217.25 | 1968.7495 | 0 | 9999 | 437.8398 | 0 | 0 | 2406.5894 | 0 | 9999
Pre94 NonSGC Manufactured Home Convert Air Source Heat Pump to Energy Star Geothermal Heat Pump w/PTCS Specifications - Zone 1 Heat - Zone 2 Cool | Pre94 Manufactured Home Energy Star Geothermal Heat Pump DHW Savings | 30 | 1200 | 600 | 0 | 0 | ResDHW | 0.286 | 0.317 | 1291.5 | 0.16341 | 0.51549 |  |  | 599.9997 | 0 | 0 | 0 | 0 | 0 | 599.9997 | 0 | 599.9997 | 0 | 0 | 26.8665 | 0 | 26.8665 | 808.2036 | 8.4772 | 98.7777 | 915.1324 | 599.9997 | 1.5252 | 178.279 | 0 | 0 | 1093.4115 | 599.9997 | 1.8224
Pre94 NonSGC Manufactured Home Convert Air Source Heat Pump to Energy Star Geothermal Heat Pump w/PTCS Specifications - Zone 1 Heat - Zone 3 Cool | Pre94 NonSGC Manufactured Home Convert Air Source Heat Pump to Energy Star Geothermal Heat Pump w/PTCS Specifications - Heating Zone 1 | 30 | 2194.5526 | 6535 | 25 | 153.5918 | ResSHWX | 0.21 | 0.401 | 2361.8873 | 0.51485 | 1.2839 |  |  | 6534.9965 | 0 | 0 | 432.3008 | 0 | 0 | 6534.9965 | 585.8926 | 7120.8891 | 0 | 0 | 160.0074 | 14.3454 | 174.3528 | 1276.342 | 26.7084 | 172.8975 | 1474.9206 | 6534.9965 | 0.2257 | 444.0294 | 0 | 0 | 1918.9501 | 7120.8891 | 0.26948
Pre94 NonSGC Manufactured Home Convert Air Source Heat Pump to Energy Star Geothermal Heat Pump w/PTCS Specifications - Zone 1 Heat - Zone 3 Cool | Pre94 Manufactured Home Energy Star Geothermal Heat Pump CAC Savings - Zone 3 | 30 | 2754.1917 | 0 | 0 | 0 | ResCACZ3 | 0.17 | 0 | 2964.1988 | 0 | 1.9905 |  |  | 0 | 0 | 0 | 0 | 0 | 0 | 0 | 0 | 0 | 0 | 0 | 0 | 0 | 0 | 3204.5542 | 0 | 386.6461 | 3591.2003 | 0 | 9999 | 688.3832 | 0 | 0 | 4279.5835 | 0 | 9999
Pre94 NonSGC Manufactured Home Convert Air Source Heat Pump to Energy Star Geothermal Heat Pump w/PTCS Specifications - Zone 1 Heat - Zone 3 Cool | Pre94 Manufactured Home Energy Star Geothermal Heat Pump DHW Savings | 30 | 1200 | 600 | 0 | 0 | ResDHW | 0.286 | 0.317 | 1291.5 | 0.16341 | 0.51549 |  |  | 599.9997 | 0 | 0 | 0 | 0 | 0 | 599.9997 | 0 | 599.9997 | 0 | 0 | 26.8665 | 0 | 26.8665 | 808.2036 | 8.4772 | 98.7777 | 915.1324 | 599.9997 | 1.5252 | 178.279 | 0 | 0 | 1093.4115 | 599.9997 | 1.8224
Pre94 NonSGC Manufactured Home Convert Air Source Heat Pump to Energy Star Geothermal Heat Pump w/PTCS Specifications - Zone 2 Heat - Zone 3 Cool | Pre94 NonSGC Manufactured Home Convert Air Source Heat Pump to Energy Star Geothermal Heat Pump w/PTCS Specifications - Heating Zone 2 | 30 | 2992.0437 | 6535 | 25 | 153.5918 | ResSHWX | 0.21 | 0.401 | 3220.1871 | 0.70194 | 1.7505 |  |  | 6534.9965 | 0 | 0 | 432.3008 | 0 | 0 | 6534.9965 | 585.8926 | 7120.8891 | 0 | 0 | 117.3595 | 10.5218 | 127.8813 | 1740.1593 | 36.4141 | 235.7277 | 2010.9005 | 6534.9965 | 0.30771 | 605.3879 | 0 | 0 | 2616.2883 | 7120.8891 | 0.36741
Pre94 NonSGC Manufactured Home Convert Air Source Heat Pump to Energy Star Geothermal Heat Pump w/PTCS Specifications - Zone 2 Heat - Zone 3 Cool | Pre94 Manufactured Home Energy Star Geothermal Heat Pump CAC Savings - Zone 3 | 30 | 2754.1917 | 0 | 0 | 0 | ResCACZ3 | 0.17 | 0 | 2964.1988 | 0 | 1.9905 |  |  | 0 | 0 | 0 | 0 | 0 | 0 | 0 | 0 | 0 | 0 | 0 | 0 | 0 | 0 | 3204.5542 | 0 | 386.6461 | 3591.2003 | 0 | 9999 | 688.3832 | 0 | 0 | 4279.5835 | 0 | 9999
Pre94 NonSGC Manufactured Home Convert Air Source Heat Pump to Energy Star Geothermal Heat Pump w/PTCS Specifications - Zone 2 Heat - Zone 3 Cool | Pre94 Manufactured Home Energy Star Geothermal Heat Pump DHW Savings | 30 | 1200 | 600 | 0 | 0 | ResDHW | 0.286 | 0.317 | 1291.5 | 0.16341 | 0.51549 |  |  | 599.9997 | 0 | 0 | 0 | 0 | 0 | 599.9997 | 0 | 599.9997 | 0 | 0 | 26.8665 | 0 | 26.8665 | 808.2036 | 8.4772 | 98.7777 | 915.1324 | 599.9997 | 1.5252 | 178.279 | 0 | 0 | 1093.4115 | 599.9997 | 1.8224
Pre94 NonSGC Manufactured Home Convert Air Source Heat Pump to Energy Star Geothermal Heat Pump w/PTCS Specifications - Zone 2 Heat - Zone 1 Cool | Pre94 NonSGC Manufactured Home Convert Air Source Heat Pump to Energy Star Geothermal Heat Pump w/PTCS Specifications - Heating Zone 2 | 30 | 2992.0437 | 6535 | 25 | 153.5918 | ResSHWX | 0.21 | 0.401 | 3220.1871 | 0.70194 | 1.7505 |  |  | 6534.9965 | 0 | 0 | 432.3008 | 0 | 0 | 6534.9965 | 585.8926 | 7120.8891 | 0 | 0 | 117.3595 | 10.5218 | 127.8813 | 1740.1593 | 36.4141 | 235.7277 | 2010.9005 | 6534.9965 | 0.30771 | 605.3879 | 0 | 0 | 2616.2883 | 7120.8891 | 0.36741
Pre94 NonSGC Manufactured Home Convert Air Source Heat Pump to Energy Star Geothermal Heat Pump w/PTCS Specifications - Zone 2 Heat - Zone 1 Cool | Pre94 Manufactured Home Energy Star Geothermal Heat Pump CAC Savings - Zone 1 | 30 | 985.8184 | 0 | 0 | 0 | ResCACZ1 | 0.17 | 0 | 1060.987 | 0 | 0.71245 |  |  | 0 | 0 | 0 | 0 | 0 | 0 | 0 | 0 | 0 | 0 | 0 | 0 | 0 | 0 | 926.544 | 0 | 116.3463 | 1042.8903 | 0 | 9999 | 246.3957 | 0 | 0 | 1289.286 | 0 | 9999
Pre94 NonSGC Manufactured Home Convert Air Source Heat Pump to Energy Star Geothermal Heat Pump w/PTCS Specifications - Zone 2 Heat - Zone 1 Cool | Pre94 Manufactured Home Energy Star Geothermal Heat Pump DHW Savings | 30 | 1200 | 600 | 0 | 0 | ResDHW | 0.286 | 0.317 | 1291.5 | 0.16341 | 0.51549 |  |  | 599.9997 | 0 | 0 | 0 | 0 | 0 | 599.9997 | 0 | 599.9997 | 0 | 0 | 26.8665 | 0 | 26.8665 | 808.2036 | 8.4772 | 98.7777 | 915.1324 | 599.9997 | 1.5252 | 178.279 | 0 | 0 | 1093.4115 | 599.9997 | 1.8224
Pre94 NonSGC Manufactured Home Convert Air Source Heat Pump to Energy Star Geothermal Heat Pump w/PTCS Specifications - Zone 3 Heat - Zone 1 Cool | Pre94 NonSGC Manufactured Home Convert Air Source Heat Pump to Energy Star Geothermal Heat Pump w/PTCS Specifications - Heating Zone 3 | 30 | 3601.8445 | 6535 | 25 | 153.5918 | ResSHWX | 0.21 | 0.401 | 3876.4851 | 0.845 | 2.1072 |  |  | 6534.9965 | 0 | 0 | 432.3008 | 0 | 0 | 6534.9965 | 585.8926 | 7120.8891 | 0 | 0 | 97.4902 | 8.7405 | 106.2307 | 2094.8167 | 43.8355 | 283.7707 | 2420.737 | 6534.9965 | 0.37043 | 728.7704 | 0 | 0 | 3149.5073 | 7120.8891 | 0.44229
Pre94 NonSGC Manufactured Home Convert Air Source Heat Pump to Energy Star Geothermal Heat Pump w/PTCS Specifications - Zone 3 Heat - Zone 1 Cool | Pre94 Manufactured Home Energy Star Geothermal Heat Pump CAC Savings - Zone 1 | 30 | 985.8184 | 0 | 0 | 0 | ResCACZ1 | 0.17 | 0 | 1060.987 | 0 | 0.71245 |  |  | 0 | 0 | 0 | 0 | 0 | 0 | 0 | 0 | 0 | 0 | 0 | 0 | 0 | 0 | 926.544 | 0 | 116.3463 | 1042.8903 | 0 | 9999 | 246.3957 | 0 | 0 | 1289.286 | 0 | 9999
Pre94 NonSGC Manufactured Home Convert Air Source Heat Pump to Energy Star Geothermal Heat Pump w/PTCS Specifications - Zone 3 Heat - Zone 1 Cool | Pre94 Manufactured Home Energy Star Geothermal Heat Pump DHW Savings | 30 | 1200 | 600 | 0 | 0 | ResDHW | 0.286 | 0.317 | 1291.5 | 0.16341 | 0.51549 |  |  | 599.9997 | 0 | 0 | 0 | 0 | 0 | 599.9997 | 0 | 599.9997 | 0 | 0 | 26.8665 | 0 | 26.8665 | 808.2036 | 8.4772 | 98.7777 | 915.1324 | 599.9997 | 1.5252 | 178.279 | 0 | 0 | 1093.4115 | 599.9997 | 1.8224
Pre94 NonSGC Manufactured Home Convert Air Source Heat Pump to Energy Star Geothermal Heat Pump w/PTCS Specifications - Zone 3 Heat - Zone 2 Cool | Pre94 NonSGC Manufactured Home Convert Air Source Heat Pump to Energy Star Geothermal Heat Pump w/PTCS Specifications - Heating Zone 3 | 30 | 3601.8445 | 6535 | 25 | 153.5918 | ResSHWX | 0.21 | 0.401 | 3876.4851 | 0.845 | 2.1072 |  |  | 6534.9965 | 0 | 0 | 432.3008 | 0 | 0 | 6534.9965 | 585.8926 | 7120.8891 | 0 | 0 | 97.4902 | 8.7405 | 106.2307 | 2094.8167 | 43.8355 | 283.7707 | 2420.737 | 6534.9965 | 0.37043 | 728.7704 | 0 | 0 | 3149.5073 | 7120.8891 | 0.44229
Pre94 NonSGC Manufactured Home Convert Air Source Heat Pump to Energy Star Geothermal Heat Pump w/PTCS Specifications - Zone 3 Heat - Zone 2 Cool | Pre94 Manufactured Home Energy Star Geothermal Heat Pump CAC Savings - Zone 2 | 30 | 1751.7782 | 0 | 0 | 0 | ResCACZ2 | 0.17 | 0 | 1885.3513 | 0 | 1.266 |  |  | 0 | 0 | 0 | 0 | 0 | 0 | 0 | 0 | 0 | 0 | 0 | 0 | 0 | 0 | 1751.4996 | 0 | 217.25 | 1968.7495 | 0 | 9999 | 437.8398 | 0 | 0 | 2406.5894 | 0 | 9999
Pre94 NonSGC Manufactured Home Convert Air Source Heat Pump to Energy Star Geothermal Heat Pump w/PTCS Specifications - Zone 3 Heat - Zone 2 Cool | Pre94 Manufactured Home Energy Star Geothermal Heat Pump DHW Savings | 30 | 1200 | 600 | 0 | 0 | ResDHW | 0.286 | 0.317 | 1291.5 | 0.16341 | 0.51549 |  |  | 599.9997 | 0 | 0 | 0 | 0 | 0 | 599.9997 | 0 | 599.9997 | 0 | 0 | 26.8665 | 0 | 26.8665 | 808.2036 | 8.4772 | 98.7777 | 915.1324 | 599.9997 | 1.5252 | 178.279 | 0 | 0 | 1093.4115 | 599.9997 | 1.8224
Pre94 NonSGC Manufactured Home Convert FAF w/o CAC to Energy Star Geothermal Heat Pump w/PTCS Specifications - Zone 1 Heat - Zone 1 Cool | Pre94 NonSGC Manufactured Home Convert FAF w/o CAC to Energy Star Geothermal Heat Pump w/PTCS Specifications - Heating Zone 1 | 30 | 6704.9164 | 6535 | 25 | 153.5918 | ResSHWX | 0.21 | 0.401 | 7216.1662 | 1.573 | 3.9227 |  |  | 6534.9965 | 0 | 0 | 432.3008 | 0 | 0 | 6534.9965 | 585.8926 | 7120.8891 | 0 | 0 | 52.3712 | 4.6953 | 57.0666 | 3899.5494 | 81.6009 | 528.2457 | 4506.2575 | 6534.9965 | 0.68956 | 1356.6228 | 0 | 0 | 5862.8804 | 7120.8891 | 0.82334
Pre94 NonSGC Manufactured Home Convert FAF w/o CAC to Energy Star Geothermal Heat Pump w/PTCS Specifications - Zone 1 Heat - Zone 1 Cool | Pre94 Manufactured Home Energy Star Geothermal Heat Pump CAC Savings - Zone 1 | 30 | -344.7122 | 0 |  | 0 | ResCACZ1 | 0.17 | 0 | -370.9965 | 0 | -0.24912 |  |  | 0 | 0 | 0 | 0 | 0 | 0 | 0 | 0 | 0 | 0 | 0 | 0 | 0 | 0 | -323.9856 | 0 | -40.6829 | -364.6686 | 0 | 9999 | -86.1574 | 0 | 0 | -450.826 | 0 | 9999
Pre94 NonSGC Manufactured Home Convert FAF w/o CAC to Energy Star Geothermal Heat Pump w/PTCS Specifications - Zone 1 Heat - Zone 1 Cool | Pre94 Manufactured Home Energy Star Geothermal Heat Pump DHW Savings | 30 | 1200 | 600 |  | 0 | ResDHW | 0.286 | 0.317 | 1291.5 | 0.16341 | 0.51549 |  |  | 599.9997 | 0 | 0 | 0 | 0 | 0 | 599.9997 | 0 | 599.9997 | 0 | 0 | 26.8665 | 0 | 26.8665 | 808.2036 | 8.4772 | 98.7777 | 915.1324 | 599.9997 | 1.5252 | 178.279 | 0 | 0 | 1093.4115 | 599.9997 | 1.8224
Pre94 NonSGC Manufactured Home Convert FAF w/o CAC to Energy Star Geothermal Heat Pump w/PTCS Specifications - Zone 2 Heat - Zone 2 Cool | Pre94 NonSGC Manufactured Home Convert FAF w/o CAC to Energy Star Geothermal Heat Pump w/PTCS Specifications - Heating Zone 2 | 30 | 9576.3392 | 6535 | 25 | 153.5918 | ResSHWX | 0.21 | 0.401 | 10306.5351 | 2.2466 | 5.6026 |  |  | 6534.9965 | 0 | 0 | 432.3008 | 0 | 0 | 6534.9965 | 585.8926 | 7120.8891 | 0 | 0 | 36.6679 | 3.2875 | 39.9554 | 5569.5562 | 116.547 | 754.4703 | 6436.0908 | 6534.9965 | 0.98487 | 1937.6055 | 0 | 0 | 8373.6963 | 7120.8891 | 1.1759
Pre94 NonSGC Manufactured Home Convert FAF w/o CAC to Energy Star Geothermal Heat Pump w/PTCS Specifications - Zone 2 Heat - Zone 2 Cool | Pre94 Manufactured Home Energy Star Geothermal Heat Pump CAC Savings - Zone 2 | 30 | -619.2292 | 0 |  | 0 | ResCACZ2 | 0.17 | 0 | -666.4454 | 0 | -0.44752 |  |  | 0 | 0 | 0 | 0 | 0 | 0 | 0 | 0 | 0 | 0 | 0 | 0 | 0 | 0 | -619.1307 | 0 | -76.7948 | -695.9256 | 0 | 9999 | -154.7703 | 0 | 0 | -850.6959 | 0 | 9999
Pre94 NonSGC Manufactured Home Convert FAF w/o CAC to Energy Star Geothermal Heat Pump w/PTCS Specifications - Zone 2 Heat - Zone 2 Cool | Pre94 Manufactured Home Energy Star Geothermal Heat Pump DHW Savings | 30 | 1200 | 600 |  | 0 | ResDHW | 0.286 | 0.317 | 1291.5 | 0.16341 | 0.51549 |  |  | 599.9997 | 0 | 0 | 0 | 0 | 0 | 599.9997 | 0 | 599.9997 | 0 | 0 | 26.8665 | 0 | 26.8665 | 808.2036 | 8.4772 | 98.7777 | 915.1324 | 599.9997 | 1.5252 | 178.279 | 0 | 0 | 1093.4115 | 599.9997 | 1.8224
Pre94 NonSGC Manufactured Home Convert FAF w/o CAC to Energy Star Geothermal Heat Pump w/PTCS Specifications - Zone 3 Heat - Zone 3 Cool | Pre94 NonSGC Manufactured Home Convert FAF w/o CAC to Energy Star Geothermal Heat Pump w/PTCS Specifications - Heating Zone 3 | 30 | 11555.5077 | 6535 | 25 | 153.5918 | ResSHWX | 0.21 | 0.401 | 12436.6152 | 2.711 | 6.7605 |  |  | 6534.9965 | 0 | 0 | 432.3008 | 0 | 0 | 6534.9965 | 585.8926 | 7120.8891 | 0 | 0 | 30.3876 | 2.7244 | 33.112 | 6720.6317 | 140.634 | 910.3987 | 7766.2555 | 6534.9965 | 1.1884 | 2338.0557 | 0 | 0 | 10104.3115 | 7120.8891 | 1.419
Pre94 NonSGC Manufactured Home Convert FAF w/o CAC to Energy Star Geothermal Heat Pump w/PTCS Specifications - Zone 3 Heat - Zone 3 Cool | Pre94 Manufactured Home Energy Star Geothermal Heat Pump CAC Savings - Zone 3 | 30 | -993.566 | 0 |  | 0 | ResCACZ3 | 0.17 | 0 | -1069.3254 | 0 | -0.71805 |  |  | 0 | 0 | 0 | 0 | 0 | 0 | 0 | 0 | 0 | 0 | 0 | 0 | 0 | 0 | -1156.0328 | 0 | -139.4814 | -1295.5142 | 0 | 9999 | -248.3322 | 0 | 0 | -1543.8464 | 0 | 9999
Pre94 NonSGC Manufactured Home Convert FAF w/o CAC to Energy Star Geothermal Heat Pump w/PTCS Specifications - Zone 3 Heat - Zone 3 Cool | Pre94 Manufactured Home Energy Star Geothermal Heat Pump DHW Savings | 30 | 1200 | 600 |  | 0 | ResDHW | 0.286 | 0.317 | 1291.5 | 0.16341 | 0.51549 |  |  | 599.9997 | 0 | 0 | 0 | 0 | 0 | 599.9997 | 0 | 599.9997 | 0 | 0 | 26.8665 | 0 | 26.8665 | 808.2036 | 8.4772 | 98.7777 | 915.1324 | 599.9997 | 1.5252 | 178.279 | 0 | 0 | 1093.4115 | 599.9997 | 1.8224
Pre94 NonSGC Manufactured Home Convert FAF w/o CAC to Energy Star Geothermal Heat Pump w/PTCS Specifications - Zone 1 Heat - Zone 2 Cool | Pre94 NonSGC Manufactured Home Convert FAF w/o CAC to Energy Star Geothermal Heat Pump w/PTCS Specifications - Heating Zone 1 | 30 | 6704.9164 | 6535 | 25 | 153.5918 | ResSHWX | 0.21 | 0.401 | 7216.1662 | 1.573 | 3.9227 |  |  | 6534.9965 | 0 | 0 | 432.3008 | 0 | 0 | 6534.9965 | 585.8926 | 7120.8891 | 0 | 0 | 52.3712 | 4.6953 | 57.0666 | 3899.5494 | 81.6009 | 528.2457 | 4506.2575 | 6534.9965 | 0.68956 | 1356.6228 | 0 | 0 | 5862.8804 | 7120.8891 | 0.82334
Pre94 NonSGC Manufactured Home Convert FAF w/o CAC to Energy Star Geothermal Heat Pump w/PTCS Specifications - Zone 1 Heat - Zone 2 Cool | Pre94 Manufactured Home Energy Star Geothermal Heat Pump CAC Savings - Zone 2 | 30 | -619.2292 | 0 | 0 | 0 | ResCACZ2 | 0.17 | 0 | -666.4454 | 0 | -0.44752 |  |  | 0 | 0 | 0 | 0 | 0 | 0 | 0 | 0 | 0 | 0 | 0 | 0 | 0 | 0 | -619.1307 | 0 | -76.7948 | -695.9256 | 0 | 9999 | -154.7703 | 0 | 0 | -850.6959 | 0 | 9999
Pre94 NonSGC Manufactured Home Convert FAF w/o CAC to Energy Star Geothermal Heat Pump w/PTCS Specifications - Zone 1 Heat - Zone 2 Cool | Pre94 Manufactured Home Energy Star Geothermal Heat Pump DHW Savings | 30 | 1200 | 600 | 0 | 0 | ResDHW | 0.286 | 0.317 | 1291.5 | 0.16341 | 0.51549 |  |  | 599.9997 | 0 | 0 | 0 | 0 | 0 | 599.9997 | 0 | 599.9997 | 0 | 0 | 26.8665 | 0 | 26.8665 | 808.2036 | 8.4772 | 98.7777 | 915.1324 | 599.9997 | 1.5252 | 178.279 | 0 | 0 | 1093.4115 | 599.9997 | 1.8224
Pre94 NonSGC Manufactured Home Convert FAF w/o CAC to Energy Star Geothermal Heat Pump w/PTCS Specifications - Zone 1 Heat - Zone 3 Cool | Pre94 NonSGC Manufactured Home Convert FAF w/o CAC to Energy Star Geothermal Heat Pump w/PTCS Specifications - Heating Zone 1 | 30 | 6704.9164 | 6535 | 25 | 153.5918 | ResSHWX | 0.21 | 0.401 | 7216.1662 | 1.573 | 3.9227 |  |  | 6534.9965 | 0 | 0 | 432.3008 | 0 | 0 | 6534.9965 | 585.8926 | 7120.8891 | 0 | 0 | 52.3712 | 4.6953 | 57.0666 | 3899.5494 | 81.6009 | 528.2457 | 4506.2575 | 6534.9965 | 0.68956 | 1356.6228 | 0 | 0 | 5862.8804 | 7120.8891 | 0.82334
Pre94 NonSGC Manufactured Home Convert FAF w/o CAC to Energy Star Geothermal Heat Pump w/PTCS Specifications - Zone 1 Heat - Zone 3 Cool | Pre94 Manufactured Home Energy Star Geothermal Heat Pump CAC Savings - Zone 3 | 30 | -993.566 | 0 | 0 | 0 | ResCACZ3 | 0.17 | 0 | -1069.3254 | 0 | -0.71805 |  |  | 0 | 0 | 0 | 0 | 0 | 0 | 0 | 0 | 0 | 0 | 0 | 0 | 0 | 0 | -1156.0328 | 0 | -139.4814 | -1295.5142 | 0 | 9999 | -248.3322 | 0 | 0 | -1543.8464 | 0 | 9999
Pre94 NonSGC Manufactured Home Convert FAF w/o CAC to Energy Star Geothermal Heat Pump w/PTCS Specifications - Zone 1 Heat - Zone 3 Cool | Pre94 Manufactured Home Energy Star Geothermal Heat Pump DHW Savings | 30 | 1200 | 600 | 0 | 0 | ResDHW | 0.286 | 0.317 | 1291.5 | 0.16341 | 0.51549 |  |  | 599.9997 | 0 | 0 | 0 | 0 | 0 | 599.9997 | 0 | 599.9997 | 0 | 0 | 26.8665 | 0 | 26.8665 | 808.2036 | 8.4772 | 98.7777 | 915.1324 | 599.9997 | 1.5252 | 178.279 | 0 | 0 | 1093.4115 | 599.9997 | 1.8224
Pre94 NonSGC Manufactured Home Convert FAF w/o CAC to Energy Star Geothermal Heat Pump w/PTCS Specifications - Zone 2 Heat - Zone 3 Cool | Pre94 NonSGC Manufactured Home Convert FAF w/o CAC to Energy Star Geothermal Heat Pump w/PTCS Specifications - Heating Zone 2 | 30 | 9576.3392 | 6535 | 25 | 153.5918 | ResSHWX | 0.21 | 0.401 | 10306.5351 | 2.2466 | 5.6026 |  |  | 6534.9965 | 0 | 0 | 432.3008 | 0 | 0 | 6534.9965 | 585.8926 | 7120.8891 | 0 | 0 | 36.6679 | 3.2875 | 39.9554 | 5569.5562 | 116.547 | 754.4703 | 6436.0908 | 6534.9965 | 0.98487 | 1937.6055 | 0 | 0 | 8373.6963 | 7120.8891 | 1.1759
Pre94 NonSGC Manufactured Home Convert FAF w/o CAC to Energy Star Geothermal Heat Pump w/PTCS Specifications - Zone 2 Heat - Zone 3 Cool | Pre94 Manufactured Home Energy Star Geothermal Heat Pump CAC Savings - Zone 3 | 30 | -993.566 | 0 | 0 | 0 | ResCACZ3 | 0.17 | 0 | -1069.3254 | 0 | -0.71805 |  |  | 0 | 0 | 0 | 0 | 0 | 0 | 0 | 0 | 0 | 0 | 0 | 0 | 0 | 0 | -1156.0328 | 0 | -139.4814 | -1295.5142 | 0 | 9999 | -248.3322 | 0 | 0 | -1543.8464 | 0 | 9999
Pre94 NonSGC Manufactured Home Convert FAF w/o CAC to Energy Star Geothermal Heat Pump w/PTCS Specifications - Zone 2 Heat - Zone 3 Cool | Pre94 Manufactured Home Energy Star Geothermal Heat Pump DHW Savings | 30 | 1200 | 600 | 0 | 0 | ResDHW | 0.286 | 0.317 | 1291.5 | 0.16341 | 0.51549 |  |  | 599.9997 | 0 | 0 | 0 | 0 | 0 | 599.9997 | 0 | 599.9997 | 0 | 0 | 26.8665 | 0 | 26.8665 | 808.2036 | 8.4772 | 98.7777 | 915.1324 | 599.9997 | 1.5252 | 178.279 | 0 | 0 | 1093.4115 | 599.9997 | 1.8224
Pre94 NonSGC Manufactured Home Convert FAF w/o CAC to Energy Star Geothermal Heat Pump w/PTCS Specifications - Zone 2 Heat - Zone 1 Cool | Pre94 NonSGC Manufactured Home Convert FAF w/o CAC to Energy Star Geothermal Heat Pump w/PTCS Specifications - Heating Zone 2 | 30 | 9576.3392 | 6535 | 25 | 153.5918 | ResSHWX | 0.21 | 0.401 | 10306.5351 | 2.2466 | 5.6026 |  |  | 6534.9965 | 0 | 0 | 432.3008 | 0 | 0 | 6534.9965 | 585.8926 | 7120.8891 | 0 | 0 | 36.6679 | 3.2875 | 39.9554 | 5569.5562 | 116.547 | 754.4703 | 6436.0908 | 6534.9965 | 0.98487 | 1937.6055 | 0 | 0 | 8373.6963 | 7120.8891 | 1.1759
Pre94 NonSGC Manufactured Home Convert FAF w/o CAC to Energy Star Geothermal Heat Pump w/PTCS Specifications - Zone 2 Heat - Zone 1 Cool | Pre94 Manufactured Home Energy Star Geothermal Heat Pump CAC Savings - Zone 1 | 30 | -344.7122 | 0 | 0 | 0 | ResCACZ1 | 0.17 | 0 | -370.9965 | 0 | -0.24912 |  |  | 0 | 0 | 0 | 0 | 0 | 0 | 0 | 0 | 0 | 0 | 0 | 0 | 0 | 0 | -323.9856 | 0 | -40.6829 | -364.6686 | 0 | 9999 | -86.1574 | 0 | 0 | -450.826 | 0 | 9999
Pre94 NonSGC Manufactured Home Convert FAF w/o CAC to Energy Star Geothermal Heat Pump w/PTCS Specifications - Zone 2 Heat - Zone 1 Cool | Pre94 Manufactured Home Energy Star Geothermal Heat Pump DHW Savings | 30 | 1200 | 600 | 0 | 0 | ResDHW | 0.286 | 0.317 | 1291.5 | 0.16341 | 0.51549 |  |  | 599.9997 | 0 | 0 | 0 | 0 | 0 | 599.9997 | 0 | 599.9997 | 0 | 0 | 26.8665 | 0 | 26.8665 | 808.2036 | 8.4772 | 98.7777 | 915.1324 | 599.9997 | 1.5252 | 178.279 | 0 | 0 | 1093.4115 | 599.9997 | 1.8224
Pre94 NonSGC Manufactured Home Convert FAF w/o CAC to Energy Star Geothermal Heat Pump w/PTCS Specifications - Zone 3 Heat - Zone 1 Cool | Pre94 NonSGC Manufactured Home Convert FAF w/o CAC to Energy Star Geothermal Heat Pump w/PTCS Specifications - Heating Zone 3 | 30 | 11555.5077 | 6535 | 25 | 153.5918 | ResSHWX | 0.21 | 0.401 | 12436.6152 | 2.711 | 6.7605 |  |  | 6534.9965 | 0 | 0 | 432.3008 | 0 | 0 | 6534.9965 | 585.8926 | 7120.8891 | 0 | 0 | 30.3876 | 2.7244 | 33.112 | 6720.6317 | 140.634 | 910.3987 | 7766.2555 | 6534.9965 | 1.1884 | 2338.0557 | 0 | 0 | 10104.3115 | 7120.8891 | 1.419
Pre94 NonSGC Manufactured Home Convert FAF w/o CAC to Energy Star Geothermal Heat Pump w/PTCS Specifications - Zone 3 Heat - Zone 1 Cool | Pre94 Manufactured Home Energy Star Geothermal Heat Pump CAC Savings - Zone 1 | 30 | -344.7122 | 0 | 0 | 0 | ResCACZ1 | 0.17 | 0 | -370.9965 | 0 | -0.24912 |  |  | 0 | 0 | 0 | 0 | 0 | 0 | 0 | 0 | 0 | 0 | 0 | 0 | 0 | 0 | -323.9856 | 0 | -40.6829 | -364.6686 | 0 | 9999 | -86.1574 | 0 | 0 | -450.826 | 0 | 9999
Pre94 NonSGC Manufactured Home Convert FAF w/o CAC to Energy Star Geothermal Heat Pump w/PTCS Specifications - Zone 3 Heat - Zone 1 Cool | Pre94 Manufactured Home Energy Star Geothermal Heat Pump DHW Savings | 30 | 1200 | 600 | 0 | 0 | ResDHW | 0.286 | 0.317 | 1291.5 | 0.16341 | 0.51549 |  |  | 599.9997 | 0 | 0 | 0 | 0 | 0 | 599.9997 | 0 | 599.9997 | 0 | 0 | 26.8665 | 0 | 26.8665 | 808.2036 | 8.4772 | 98.7777 | 915.1324 | 599.9997 | 1.5252 | 178.279 | 0 | 0 | 1093.4115 | 599.9997 | 1.8224
Pre94 NonSGC Manufactured Home Convert FAF w/o CAC to Energy Star Geothermal Heat Pump w/PTCS Specifications - Zone 3 Heat - Zone 2 Cool | Pre94 NonSGC Manufactured Home Convert FAF w/o CAC to Energy Star Geothermal Heat Pump w/PTCS Specifications - Heating Zone 3 | 30 | 11555.5077 | 6535 | 25 | 153.5918 | ResSHWX | 0.21 | 0.401 | 12436.6152 | 2.711 | 6.7605 |  |  | 6534.9965 | 0 | 0 | 432.3008 | 0 | 0 | 6534.9965 | 585.8926 | 7120.8891 | 0 | 0 | 30.3876 | 2.7244 | 33.112 | 6720.6317 | 140.634 | 910.3987 | 7766.2555 | 6534.9965 | 1.1884 | 2338.0557 | 0 | 0 | 10104.3115 | 7120.8891 | 1.419
Pre94 NonSGC Manufactured Home Convert FAF w/o CAC to Energy Star Geothermal Heat Pump w/PTCS Specifications - Zone 3 Heat - Zone 2 Cool | Pre94 Manufactured Home Energy Star Geothermal Heat Pump CAC Savings - Zone 2 | 30 | -619.2292 | 0 | 0 | 0 | ResCACZ2 | 0.17 | 0 | -666.4454 | 0 | -0.44752 |  |  | 0 | 0 | 0 | 0 | 0 | 0 | 0 | 0 | 0 | 0 | 0 | 0 | 0 | 0 | -619.1307 | 0 | -76.7948 | -695.9256 | 0 | 9999 | -154.7703 | 0 | 0 | -850.6959 | 0 | 9999
Pre94 NonSGC Manufactured Home Convert FAF w/o CAC to Energy Star Geothermal Heat Pump w/PTCS Specifications - Zone 3 Heat - Zone 2 Cool | Pre94 Manufactured Home Energy Star Geothermal Heat Pump DHW Savings | 30 | 1200 | 600 | 0 | 0 | ResDHW | 0.286 | 0.317 | 1291.5 | 0.16341 | 0.51549 |  |  | 599.9997 | 0 | 0 | 0 | 0 | 0 | 599.9997 | 0 | 599.9997 | 0 | 0 | 26.8665 | 0 | 26.8665 | 808.2036 | 8.4772 | 98.7777 | 915.1324 | 599.9997 | 1.5252 | 178.279 | 0 | 0 | 1093.4115 | 599.9997 | 1.8224
Pre94 NonSGC Manufactured Home Convert FAF w/CAC to Energy Star Geothermal Heat Pump w/PTCS Specifications - Zone 1 Heat - Zone 1 Cool | Pre94 NonSGC Manufactured Home Convert FAF w/CAC to Energy Star Geothermal Heat Pump w/PTCS Specifications - Heating Zone 1 | 30 | 6704.9164 | 6535 | 25 | 153.5918 | ResSHWX | 0.21 | 0.401 | 7216.1662 | 1.573 | 3.9227 |  |  | 6534.9965 | 0 | 0 | 432.3008 | 0 | 0 | 6534.9965 | 585.8926 | 7120.8891 | 0 | 0 | 52.3712 | 4.6953 | 57.0666 | 3899.5494 | 81.6009 | 528.2457 | 4506.2575 | 6534.9965 | 0.68956 | 1356.6228 | 0 | 0 | 5862.8804 | 7120.8891 | 0.82334
Pre94 NonSGC Manufactured Home Convert FAF w/CAC to Energy Star Geothermal Heat Pump w/PTCS Specifications - Zone 1 Heat - Zone 1 Cool | Pre94 Manufactured Home Energy Star Geothermal Heat Pump CAC Savings - Zone 1 | 30 | 985.8184 | 0 |  | 0 | ResCACZ1 | 0.17 | 0 | 1060.987 | 0 | 0.71245 |  |  | 0 | 0 | 0 | 0 | 0 | 0 | 0 | 0 | 0 | 0 | 0 | 0 | 0 | 0 | 926.544 | 0 | 116.3463 | 1042.8903 | 0 | 9999 | 246.3957 | 0 | 0 | 1289.286 | 0 | 9999
Pre94 NonSGC Manufactured Home Convert FAF w/CAC to Energy Star Geothermal Heat Pump w/PTCS Specifications - Zone 1 Heat - Zone 1 Cool | Pre94 Manufactured Home Energy Star Geothermal Heat Pump DHW Savings | 30 | 1200 | 600 |  | 0 | ResDHW | 0.286 | 0.317 | 1291.5 | 0.16341 | 0.51549 |  |  | 599.9997 | 0 | 0 | 0 | 0 | 0 | 599.9997 | 0 | 599.9997 | 0 | 0 | 26.8665 | 0 | 26.8665 | 808.2036 | 8.4772 | 98.7777 | 915.1324 | 599.9997 | 1.5252 | 178.279 | 0 | 0 | 1093.4115 | 599.9997 | 1.8224
Pre94 NonSGC Manufactured Home Convert FAF w/CAC to Energy Star Geothermal Heat Pump w/PTCS Specifications - Zone 2 Heat - Zone 2 Cool | Pre94 NonSGC Manufactured Home Convert FAF w/CAC to Energy Star Geothermal Heat Pump w/PTCS Specifications - Heating Zone 2 | 30 | 9576.3392 | 6535 | 25 | 153.5918 | ResSHWX | 0.21 | 0.401 | 10306.5351 | 2.2466 | 5.6026 |  |  | 6534.9965 | 0 | 0 | 432.3008 | 0 | 0 | 6534.9965 | 585.8926 | 7120.8891 | 0 | 0 | 36.6679 | 3.2875 | 39.9554 | 5569.5562 | 116.547 | 754.4703 | 6436.0908 | 6534.9965 | 0.98487 | 1937.6055 | 0 | 0 | 8373.6963 | 7120.8891 | 1.1759
Pre94 NonSGC Manufactured Home Convert FAF w/CAC to Energy Star Geothermal Heat Pump w/PTCS Specifications - Zone 2 Heat - Zone 2 Cool | Pre94 Manufactured Home Energy Star Geothermal Heat Pump CAC Savings - Zone 2 | 30 | 1751.7782 | 0 |  | 0 | ResCACZ2 | 0.17 | 0 | 1885.3513 | 0 | 1.266 |  |  | 0 | 0 | 0 | 0 | 0 | 0 | 0 | 0 | 0 | 0 | 0 | 0 | 0 | 0 | 1751.4996 | 0 | 217.25 | 1968.7495 | 0 | 9999 | 437.8398 | 0 | 0 | 2406.5894 | 0 | 9999
Pre94 NonSGC Manufactured Home Convert FAF w/CAC to Energy Star Geothermal Heat Pump w/PTCS Specifications - Zone 2 Heat - Zone 2 Cool | Pre94 Manufactured Home Energy Star Geothermal Heat Pump DHW Savings | 30 | 1200 | 600 |  | 0 | ResDHW | 0.286 | 0.317 | 1291.5 | 0.16341 | 0.51549 |  |  | 599.9997 | 0 | 0 | 0 | 0 | 0 | 599.9997 | 0 | 599.9997 | 0 | 0 | 26.8665 | 0 | 26.8665 | 808.2036 | 8.4772 | 98.7777 | 915.1324 | 599.9997 | 1.5252 | 178.279 | 0 | 0 | 1093.4115 | 599.9997 | 1.8224
Pre94 NonSGC Manufactured Home Convert FAF w/CAC to Energy Star Geothermal Heat Pump w/PTCS Specifications - Zone 3 Heat - Zone 3 Cool | Pre94 NonSGC Manufactured Home Convert FAF w/CAC to Energy Star Geothermal Heat Pump w/PTCS Specifications - Heating Zone 3 | 30 | 11555.5077 | 6535 | 25 | 153.5918 | ResSHWX | 0.21 | 0.401 | 12436.6152 | 2.711 | 6.7605 |  |  | 6534.9965 | 0 | 0 | 432.3008 | 0 | 0 | 6534.9965 | 585.8926 | 7120.8891 | 0 | 0 | 30.3876 | 2.7244 | 33.112 | 6720.6317 | 140.634 | 910.3987 | 7766.2555 | 6534.9965 | 1.1884 | 2338.0557 | 0 | 0 | 10104.3115 | 7120.8891 | 1.419
Pre94 NonSGC Manufactured Home Convert FAF w/CAC to Energy Star Geothermal Heat Pump w/PTCS Specifications - Zone 3 Heat - Zone 3 Cool | Pre94 Manufactured Home Energy Star Geothermal Heat Pump CAC Savings - Zone 3 | 30 | 2754.1917 | 0 |  | 0 | ResCACZ3 | 0.17 | 0 | 2964.1988 | 0 | 1.9905 |  |  | 0 | 0 | 0 | 0 | 0 | 0 | 0 | 0 | 0 | 0 | 0 | 0 | 0 | 0 | 3204.5542 | 0 | 386.6461 | 3591.2003 | 0 | 9999 | 688.3832 | 0 | 0 | 4279.5835 | 0 | 9999
Pre94 NonSGC Manufactured Home Convert FAF w/CAC to Energy Star Geothermal Heat Pump w/PTCS Specifications - Zone 3 Heat - Zone 3 Cool | Pre94 Manufactured Home Energy Star Geothermal Heat Pump DHW Savings | 30 | 1200 | 600 |  | 0 | ResDHW | 0.286 | 0.317 | 1291.5 | 0.16341 | 0.51549 |  |  | 599.9997 | 0 | 0 | 0 | 0 | 0 | 599.9997 | 0 | 599.9997 | 0 | 0 | 26.8665 | 0 | 26.8665 | 808.2036 | 8.4772 | 98.7777 | 915.1324 | 599.9997 | 1.5252 | 178.279 | 0 | 0 | 1093.4115 | 599.9997 | 1.8224
Pre94 NonSGC Manufactured Home Convert FAF w/CAC to Energy Star Geothermal Heat Pump w/PTCS Specifications - Zone 1 Heat - Zone 2 Cool | Pre94 NonSGC Manufactured Home Convert FAF w/CAC to Energy Star Geothermal Heat Pump w/PTCS Specifications - Heating Zone 1 | 30 | 6704.9164 | 6535 | 25 | 153.5918 | ResSHWX | 0.21 | 0.401 | 7216.1662 | 1.573 | 3.9227 |  |  | 6534.9965 | 0 | 0 | 432.3008 | 0 | 0 | 6534.9965 | 585.8926 | 7120.8891 | 0 | 0 | 52.3712 | 4.6953 | 57.0666 | 3899.5494 | 81.6009 | 528.2457 | 4506.2575 | 6534.9965 | 0.68956 | 1356.6228 | 0 | 0 | 5862.8804 | 7120.8891 | 0.82334
Pre94 NonSGC Manufactured Home Convert FAF w/CAC to Energy Star Geothermal Heat Pump w/PTCS Specifications - Zone 1 Heat - Zone 2 Cool | Pre94 Manufactured Home Energy Star Geothermal Heat Pump CAC Savings - Zone 2 | 30 | 1751.7782 | 0 | 0 | 0 | ResCACZ2 | 0.17 | 0 | 1885.3513 | 0 | 1.266 |  |  | 0 | 0 | 0 | 0 | 0 | 0 | 0 | 0 | 0 | 0 | 0 | 0 | 0 | 0 | 1751.4996 | 0 | 217.25 | 1968.7495 | 0 | 9999 | 437.8398 | 0 | 0 | 2406.5894 | 0 | 9999
Pre94 NonSGC Manufactured Home Convert FAF w/CAC to Energy Star Geothermal Heat Pump w/PTCS Specifications - Zone 1 Heat - Zone 2 Cool | Pre94 Manufactured Home Energy Star Geothermal Heat Pump DHW Savings | 30 | 1200 | 600 | 0 | 0 | ResDHW | 0.286 | 0.317 | 1291.5 | 0.16341 | 0.51549 |  |  | 599.9997 | 0 | 0 | 0 | 0 | 0 | 599.9997 | 0 | 599.9997 | 0 | 0 | 26.8665 | 0 | 26.8665 | 808.2036 | 8.4772 | 98.7777 | 915.1324 | 599.9997 | 1.5252 | 178.279 | 0 | 0 | 1093.4115 | 599.9997 | 1.8224
Pre94 NonSGC Manufactured Home Convert FAF w/CAC to Energy Star Geothermal Heat Pump w/PTCS Specifications - Zone 1 Heat - Zone 3 Cool | Pre94 NonSGC Manufactured Home Convert FAF w/CAC to Energy Star Geothermal Heat Pump w/PTCS Specifications - Heating Zone 1 | 30 | 6704.9164 | 6535 | 25 | 153.5918 | ResSHWX | 0.21 | 0.401 | 7216.1662 | 1.573 | 3.9227 |  |  | 6534.9965 | 0 | 0 | 432.3008 | 0 | 0 | 6534.9965 | 585.8926 | 7120.8891 | 0 | 0 | 52.3712 | 4.6953 | 57.0666 | 3899.5494 | 81.6009 | 528.2457 | 4506.2575 | 6534.9965 | 0.68956 | 1356.6228 | 0 | 0 | 5862.8804 | 7120.8891 | 0.82334
Pre94 NonSGC Manufactured Home Convert FAF w/CAC to Energy Star Geothermal Heat Pump w/PTCS Specifications - Zone 1 Heat - Zone 3 Cool | Pre94 Manufactured Home Energy Star Geothermal Heat Pump CAC Savings - Zone 3 | 30 | 2754.1917 | 0 | 0 | 0 | ResCACZ3 | 0.17 | 0 | 2964.1988 | 0 | 1.9905 |  |  | 0 | 0 | 0 | 0 | 0 | 0 | 0 | 0 | 0 | 0 | 0 | 0 | 0 | 0 | 3204.5542 | 0 | 386.6461 | 3591.2003 | 0 | 9999 | 688.3832 | 0 | 0 | 4279.5835 | 0 | 9999
Pre94 NonSGC Manufactured Home Convert FAF w/CAC to Energy Star Geothermal Heat Pump w/PTCS Specifications - Zone 1 Heat - Zone 3 Cool | Pre94 Manufactured Home Energy Star Geothermal Heat Pump DHW Savings | 30 | 1200 | 600 | 0 | 0 | ResDHW | 0.286 | 0.317 | 1291.5 | 0.16341 | 0.51549 |  |  | 599.9997 | 0 | 0 | 0 | 0 | 0 | 599.9997 | 0 | 599.9997 | 0 | 0 | 26.8665 | 0 | 26.8665 | 808.2036 | 8.4772 | 98.7777 | 915.1324 | 599.9997 | 1.5252 | 178.279 | 0 | 0 | 1093.4115 | 599.9997 | 1.8224
Pre94 NonSGC Manufactured Home Convert FAF w/CAC to Energy Star Geothermal Heat Pump w/PTCS Specifications - Zone 2 Heat - Zone 3 Cool | Pre94 NonSGC Manufactured Home Convert FAF w/CAC to Energy Star Geothermal Heat Pump w/PTCS Specifications - Heating Zone 2 | 30 | 9576.3392 | 6535 | 25 | 153.5918 | ResSHWX | 0.21 | 0.401 | 10306.5351 | 2.2466 | 5.6026 |  |  | 6534.9965 | 0 | 0 | 432.3008 | 0 | 0 | 6534.9965 | 585.8926 | 7120.8891 | 0 | 0 | 36.6679 | 3.2875 | 39.9554 | 5569.5562 | 116.547 | 754.4703 | 6436.0908 | 6534.9965 | 0.98487 | 1937.6055 | 0 | 0 | 8373.6963 | 7120.8891 | 1.1759
Pre94 NonSGC Manufactured Home Convert FAF w/CAC to Energy Star Geothermal Heat Pump w/PTCS Specifications - Zone 2 Heat - Zone 3 Cool | Pre94 Manufactured Home Energy Star Geothermal Heat Pump CAC Savings - Zone 3 | 30 | 2754.1917 | 0 | 0 | 0 | ResCACZ3 | 0.17 | 0 | 2964.1988 | 0 | 1.9905 |  |  | 0 | 0 | 0 | 0 | 0 | 0 | 0 | 0 | 0 | 0 | 0 | 0 | 0 | 0 | 3204.5542 | 0 | 386.6461 | 3591.2003 | 0 | 9999 | 688.3832 | 0 | 0 | 4279.5835 | 0 | 9999
Pre94 NonSGC Manufactured Home Convert FAF w/CAC to Energy Star Geothermal Heat Pump w/PTCS Specifications - Zone 2 Heat - Zone 3 Cool | Pre94 Manufactured Home Energy Star Geothermal Heat Pump DHW Savings | 30 | 1200 | 600 | 0 | 0 | ResDHW | 0.286 | 0.317 | 1291.5 | 0.16341 | 0.51549 |  |  | 599.9997 | 0 | 0 | 0 | 0 | 0 | 599.9997 | 0 | 599.9997 | 0 | 0 | 26.8665 | 0 | 26.8665 | 808.2036 | 8.4772 | 98.7777 | 915.1324 | 599.9997 | 1.5252 | 178.279 | 0 | 0 | 1093.4115 | 599.9997 | 1.8224
Pre94 NonSGC Manufactured Home Convert FAF w/CAC to Energy Star Geothermal Heat Pump w/PTCS Specifications - Zone 2 Heat - Zone 1 Cool | Pre94 NonSGC Manufactured Home Convert FAF w/CAC to Energy Star Geothermal Heat Pump w/PTCS Specifications - Heating Zone 2 | 30 | 9576.3392 | 6535 | 25 | 153.5918 | ResSHWX | 0.21 | 0.401 | 10306.5351 | 2.2466 | 5.6026 |  |  | 6534.9965 | 0 | 0 | 432.3008 | 0 | 0 | 6534.9965 | 585.8926 | 7120.8891 | 0 | 0 | 36.6679 | 3.2875 | 39.9554 | 5569.5562 | 116.547 | 754.4703 | 6436.0908 | 6534.9965 | 0.98487 | 1937.6055 | 0 | 0 | 8373.6963 | 7120.8891 | 1.1759
Pre94 NonSGC Manufactured Home Convert FAF w/CAC to Energy Star Geothermal Heat Pump w/PTCS Specifications - Zone 2 Heat - Zone 1 Cool | Pre94 Manufactured Home Energy Star Geothermal Heat Pump CAC Savings - Zone 1 | 30 | 985.8184 | 0 | 0 | 0 | ResCACZ1 | 0.17 | 0 | 1060.987 | 0 | 0.71245 |  |  | 0 | 0 | 0 | 0 | 0 | 0 | 0 | 0 | 0 | 0 | 0 | 0 | 0 | 0 | 926.544 | 0 | 116.3463 | 1042.8903 | 0 | 9999 | 246.3957 | 0 | 0 | 1289.286 | 0 | 9999
Pre94 NonSGC Manufactured Home Convert FAF w/CAC to Energy Star Geothermal Heat Pump w/PTCS Specifications - Zone 2 Heat - Zone 1 Cool | Pre94 Manufactured Home Energy Star Geothermal Heat Pump DHW Savings | 30 | 1200 | 600 | 0 | 0 | ResDHW | 0.286 | 0.317 | 1291.5 | 0.16341 | 0.51549 |  |  | 599.9997 | 0 | 0 | 0 | 0 | 0 | 599.9997 | 0 | 599.9997 | 0 | 0 | 26.8665 | 0 | 26.8665 | 808.2036 | 8.4772 | 98.7777 | 915.1324 | 599.9997 | 1.5252 | 178.279 | 0 | 0 | 1093.4115 | 599.9997 | 1.8224
Pre94 NonSGC Manufactured Home Convert FAF w/CAC to Energy Star Geothermal Heat Pump w/PTCS Specifications - Zone 3 Heat - Zone 1 Cool | Pre94 NonSGC Manufactured Home Convert FAF w/CAC to Energy Star Geothermal Heat Pump w/PTCS Specifications - Heating Zone 3 | 30 | 11555.5077 | 6535 | 25 | 153.5918 | ResSHWX | 0.21 | 0.401 | 12436.6152 | 2.711 | 6.7605 |  |  | 6534.9965 | 0 | 0 | 432.3008 | 0 | 0 | 6534.9965 | 585.8926 | 7120.8891 | 0 | 0 | 30.3876 | 2.7244 | 33.112 | 6720.6317 | 140.634 | 910.3987 | 7766.2555 | 6534.9965 | 1.1884 | 2338.0557 | 0 | 0 | 10104.3115 | 7120.8891 | 1.419
Pre94 NonSGC Manufactured Home Convert FAF w/CAC to Energy Star Geothermal Heat Pump w/PTCS Specifications - Zone 3 Heat - Zone 1 Cool | Pre94 Manufactured Home Energy Star Geothermal Heat Pump CAC Savings - Zone 1 | 30 | 985.8184 | 0 | 0 | 0 | ResCACZ1 | 0.17 | 0 | 1060.987 | 0 | 0.71245 |  |  | 0 | 0 | 0 | 0 | 0 | 0 | 0 | 0 | 0 | 0 | 0 | 0 | 0 | 0 | 926.544 | 0 | 116.3463 | 1042.8903 | 0 | 9999 | 246.3957 | 0 | 0 | 1289.286 | 0 | 9999
Pre94 NonSGC Manufactured Home Convert FAF w/CAC to Energy Star Geothermal Heat Pump w/PTCS Specifications - Zone 3 Heat - Zone 1 Cool | Pre94 Manufactured Home Energy Star Geothermal Heat Pump DHW Savings | 30 | 1200 | 600 | 0 | 0 | ResDHW | 0.286 | 0.317 | 1291.5 | 0.16341 | 0.51549 |  |  | 599.9997 | 0 | 0 | 0 | 0 | 0 | 599.9997 | 0 | 599.9997 | 0 | 0 | 26.8665 | 0 | 26.8665 | 808.2036 | 8.4772 | 98.7777 | 915.1324 | 599.9997 | 1.5252 | 178.279 | 0 | 0 | 1093.4115 | 599.9997 | 1.8224
Pre94 NonSGC Manufactured Home Convert FAF w/CAC to Energy Star Geothermal Heat Pump w/PTCS Specifications - Zone 3 Heat - Zone 2 Cool | Pre94 NonSGC Manufactured Home Convert FAF w/CAC to Energy Star Geothermal Heat Pump w/PTCS Specifications - Heating Zone 2 | 30 | 9576.3392 | 6535 | 25 | 153.5918 | ResSHWX | 0.21 | 0.401 | 10306.5351 | 2.2466 | 5.6026 |  |  | 6534.9965 | 0 | 0 | 432.3008 | 0 | 0 | 6534.9965 | 585.8926 | 7120.8891 | 0 | 0 | 36.6679 | 3.2875 | 39.9554 | 5569.5562 | 116.547 | 754.4703 | 6436.0908 | 6534.9965 | 0.98487 | 1937.6055 | 0 | 0 | 8373.6963 | 7120.8891 | 1.1759
Pre94 NonSGC Manufactured Home Convert FAF w/CAC to Energy Star Geothermal Heat Pump w/PTCS Specifications - Zone 3 Heat - Zone 2 Cool | Pre94 Manufactured Home Energy Star Geothermal Heat Pump CAC Savings - Zone 1 | 30 | 985.8184 | 0 | 0 | 0 | ResCACZ1 | 0.17 | 0 | 1060.987 | 0 | 0.71245 |  |  | 0 | 0 | 0 | 0 | 0 | 0 | 0 | 0 | 0 | 0 | 0 | 0 | 0 | 0 | 926.544 | 0 | 116.3463 | 1042.8903 | 0 | 9999 | 246.3957 | 0 | 0 | 1289.286 | 0 | 9999
Pre94 NonSGC Manufactured Home Convert FAF w/CAC to Energy Star Geothermal Heat Pump w/PTCS Specifications - Zone 3 Heat - Zone 2 Cool | Pre94 Manufactured Home Energy Star Geothermal Heat Pump DHW Savings | 30 | 1200 | 600 | 0 | 0 | ResDHW | 0.286 | 0.317 | 1291.5 | 0.16341 | 0.51549 |  |  | 599.9997 | 0 | 0 | 0 | 0 | 0 | 599.9997 | 0 | 599.9997 | 0 | 0 | 26.8665 | 0 | 26.8665 | 808.2036 | 8.4772 | 98.7777 | 915.1324 | 599.9997 | 1.5252 | 178.279 | 0 | 0 | 1093.4115 | 599.9997 | 1.8224
Post93 NonSGC Manufactured Home Convert Air Source Heat Pump to Energy Star Geothermal Heat Pump w/PTCS Specifications - Zone 1 Heat - Zone 1 Cool | Post93 NonSGC Manufactured Home Convert Air Source Heat Pump to Energy Star Geothermal Heat Pump w/PTCS Specifications - Heating Zone 1 | 30 | 1842.1829 | 7785 | 25 | 153.5918 | ResSHWX | 0.21 | 0.401 | 1982.6494 | 0.43218 | 1.0778 |  |  | 7784.9958 | 0 | 0 | 432.3008 | 0 | 0 | 7784.9958 | 585.8926 | 8370.8884 | 0 | 0 | 227.0735 | 17.0894 | 244.1628 | 1071.4054 | 22.4199 | 145.1361 | 1238.0991 | 7784.9958 | 0.15904 | 372.7336 | 0 | 0 | 1610.8326 | 8370.8884 | 0.19243
Post93 NonSGC Manufactured Home Convert Air Source Heat Pump to Energy Star Geothermal Heat Pump w/PTCS Specifications - Zone 1 Heat - Zone 1 Cool | Post93 Manufactured Home NonSGC Energy Star Geothermal Heat Pump CAC Savings - Zone 1 | 30 | 648.9749 | 0 |  | 0 | ResCACZ1 | 0.17 | 0 | 698.4592 | 0 | 0.46902 |  |  | 0 | 0 | 0 | 0 | 0 | 0 | 0 | 0 | 0 | 0 | 0 | 0 | 0 | 0 | 609.9539 | 0 | 76.592 | 686.5459 | 0 | 9999 | 162.2049 | 0 | 0 | 848.7509 | 0 | 9999
Post93 NonSGC Manufactured Home Convert Air Source Heat Pump to Energy Star Geothermal Heat Pump w/PTCS Specifications - Zone 1 Heat - Zone 1 Cool | Post93 Manufactured Home NonSGC Energy Star Geothermal Heat Pump DHW Savings | 30 | 1200 | 600 |  | 0 | ResDHW | 0.286 | 0.317 | 1291.5 | 0.16341 | 0.51549 |  |  | 599.9997 | 0 | 0 | 0 | 0 | 0 | 599.9997 | 0 | 599.9997 | 0 | 0 | 26.8665 | 0 | 26.8665 | 808.2036 | 8.4772 | 98.7777 | 915.1324 | 599.9997 | 1.5252 | 178.279 | 0 | 0 | 1093.4115 | 599.9997 | 1.8224
Post93 NonSGC Manufactured Home Convert Air Source Heat Pump to Energy Star Geothermal Heat Pump w/PTCS Specifications - Zone 2 Heat - Zone 2 Cool | Post93 NonSGC Manufactured Home Convert Air Source Heat Pump to Energy Star Geothermal Heat Pump w/PTCS Specifications - Heating Zone 2 | 30 | 2585.4647 | 7785 | 25 | 153.5918 | ResSHWX | 0.21 | 0.401 | 2782.6063 | 0.60656 | 1.5126 |  |  | 7784.9958 | 0 | 0 | 432.3008 | 0 | 0 | 7784.9958 | 585.8926 | 8370.8884 | 0 | 0 | 161.7933 | 12.1764 | 173.9697 | 1503.6947 | 31.4659 | 203.6954 | 1737.6458 | 7784.9958 | 0.2232 | 523.1237 | 0 | 0 | 2260.7695 | 8370.8884 | 0.27008
Post93 NonSGC Manufactured Home Convert Air Source Heat Pump to Energy Star Geothermal Heat Pump w/PTCS Specifications - Zone 2 Heat - Zone 2 Cool | Post93 Manufactured Home NonSGC Energy Star Geothermal Heat Pump CAC Savings - Zone 2 | 30 | 1297.4566 | 0 |  | 0 | ResCACZ2 | 0.17 | 0 | 1396.3877 | 0 | 0.93768 |  |  | 0 | 0 | 0 | 0 | 0 | 0 | 0 | 0 | 0 | 0 | 0 | 0 | 0 | 0 | 1297.2503 | 0 | 160.9064 | 1458.1567 | 0 | 9999 | 324.2866 | 0 | 0 | 1782.4432 | 0 | 9999
Post93 NonSGC Manufactured Home Convert Air Source Heat Pump to Energy Star Geothermal Heat Pump w/PTCS Specifications - Zone 2 Heat - Zone 2 Cool | Post93 Manufactured Home NonSGC Energy Star Geothermal Heat Pump DHW Savings | 30 | 1200 | 600 |  | 0 | ResDHW | 0.286 | 0.317 | 1291.5 | 0.16341 | 0.51549 |  |  | 599.9997 | 0 | 0 | 0 | 0 | 0 | 599.9997 | 0 | 599.9997 | 0 | 0 | 26.8665 | 0 | 26.8665 | 808.2036 | 8.4772 | 98.7777 | 915.1324 | 599.9997 | 1.5252 | 178.279 | 0 | 0 | 1093.4115 | 599.9997 | 1.8224
Post93 NonSGC Manufactured Home Convert Air Source Heat Pump to Energy Star Geothermal Heat Pump w/PTCS Specifications - Zone 3 Heat - Zone 3 Cool | Post93 NonSGC Manufactured Home Convert Air Source Heat Pump to Energy Star Geothermal Heat Pump w/PTCS Specifications - Heating Zone 3 | 30 | 3178.9041 | 7785 | 25 | 153.5918 | ResSHWX | 0.21 | 0.401 | 3421.2956 | 0.74578 | 1.8598 |  |  | 7784.9958 | 0 | 0 | 432.3008 | 0 | 0 | 7784.9958 | 585.8926 | 8370.8884 | 0 | 0 | 131.5896 | 9.9033 | 141.493 | 1848.8365 | 38.6882 | 250.4494 | 2136.4861 | 7784.9958 | 0.27444 | 643.1958 | 0 | 0 | 2779.6819 | 8370.8884 | 0.33207
Post93 NonSGC Manufactured Home Convert Air Source Heat Pump to Energy Star Geothermal Heat Pump w/PTCS Specifications - Zone 3 Heat - Zone 3 Cool | Post93 Manufactured Home NonSGC Energy Star Geothermal Heat Pump CAC Savings - Zone 3 | 30 | 2680.6079 | 0 |  | 0 | ResCACZ3 | 0.17 | 0 | 2885.0043 | 0 | 1.9373 |  |  | 0 | 0 | 0 | 0 | 0 | 0 | 0 | 0 | 0 | 0 | 0 | 0 | 0 | 0 | 3118.9381 | 0 | 376.3161 | 3495.2542 | 0 | 9999 | 669.9919 | 0 | 0 | 4165.2461 | 0 | 9999
Post93 NonSGC Manufactured Home Convert Air Source Heat Pump to Energy Star Geothermal Heat Pump w/PTCS Specifications - Zone 3 Heat - Zone 3 Cool | Post93 Manufactured Home NonSGC Energy Star Geothermal Heat Pump DHW Savings | 30 | 1200 | 600 |  | 0 | ResDHW | 0.286 | 0.317 | 1291.5 | 0.16341 | 0.51549 |  |  | 599.9997 | 0 | 0 | 0 | 0 | 0 | 599.9997 | 0 | 599.9997 | 0 | 0 | 26.8665 | 0 | 26.8665 | 808.2036 | 8.4772 | 98.7777 | 915.1324 | 599.9997 | 1.5252 | 178.279 | 0 | 0 | 1093.4115 | 599.9997 | 1.8224
Post93 NonSGC Manufactured Home Convert Air Source Heat Pump to Energy Star Geothermal Heat Pump w/PTCS Specifications - Zone 1 Heat - Zone 2 Cool | Post93 NonSGC Manufactured Home Convert Air Source Heat Pump to Energy Star Geothermal Heat Pump w/PTCS Specifications - Heating Zone 1 | 30 | 1842.1829 | 7785 | 25 | 153.5918 | ResSHWX | 0.21 | 0.401 | 1982.6494 | 0.43218 | 1.0778 |  |  | 7784.9958 | 0 | 0 | 432.3008 | 0 | 0 | 7784.9958 | 585.8926 | 8370.8884 | 0 | 0 | 227.0735 | 17.0894 | 244.1628 | 1071.4054 | 22.4199 | 145.1361 | 1238.0991 | 7784.9958 | 0.15904 | 372.7336 | 0 | 0 | 1610.8326 | 8370.8884 | 0.19243
Post93 NonSGC Manufactured Home Convert Air Source Heat Pump to Energy Star Geothermal Heat Pump w/PTCS Specifications - Zone 1 Heat - Zone 2 Cool | Post93 Manufactured Home NonSGC Energy Star Geothermal Heat Pump CAC Savings - Zone 2 | 30 | 1297.4566 | 0 | 0 | 0 | ResCACZ2 | 0.17 | 0 | 1396.3877 | 0 | 0.93768 |  |  | 0 | 0 | 0 | 0 | 0 | 0 | 0 | 0 | 0 | 0 | 0 | 0 | 0 | 0 | 1297.2503 | 0 | 160.9064 | 1458.1567 | 0 | 9999 | 324.2866 | 0 | 0 | 1782.4432 | 0 | 9999
Post93 NonSGC Manufactured Home Convert Air Source Heat Pump to Energy Star Geothermal Heat Pump w/PTCS Specifications - Zone 1 Heat - Zone 2 Cool | Post93 Manufactured Home NonSGC Energy Star Geothermal Heat Pump DHW Savings | 30 | 1200 | 600 | 0 | 0 | ResDHW | 0.286 | 0.317 | 1291.5 | 0.16341 | 0.51549 |  |  | 599.9997 | 0 | 0 | 0 | 0 | 0 | 599.9997 | 0 | 599.9997 | 0 | 0 | 26.8665 | 0 | 26.8665 | 808.2036 | 8.4772 | 98.7777 | 915.1324 | 599.9997 | 1.5252 | 178.279 | 0 | 0 | 1093.4115 | 599.9997 | 1.8224
Post93 NonSGC Manufactured Home Convert Air Source Heat Pump to Energy Star Geothermal Heat Pump w/PTCS Specifications - Zone 1 Heat - Zone 3 Cool | Post93 NonSGC Manufactured Home Convert Air Source Heat Pump to Energy Star Geothermal Heat Pump w/PTCS Specifications - Heating Zone 1 | 30 | 1842.1829 | 7785 | 25 | 153.5918 | ResSHWX | 0.21 | 0.401 | 1982.6494 | 0.43218 | 1.0778 |  |  | 7784.9958 | 0 | 0 | 432.3008 | 0 | 0 | 7784.9958 | 585.8926 | 8370.8884 | 0 | 0 | 227.0735 | 17.0894 | 244.1628 | 1071.4054 | 22.4199 | 145.1361 | 1238.0991 | 7784.9958 | 0.15904 | 372.7336 | 0 | 0 | 1610.8326 | 8370.8884 | 0.19243
Post93 NonSGC Manufactured Home Convert Air Source Heat Pump to Energy Star Geothermal Heat Pump w/PTCS Specifications - Zone 1 Heat - Zone 3 Cool | Post93 Manufactured Home NonSGC Energy Star Geothermal Heat Pump CAC Savings - Zone 3 | 30 | 2680.6079 | 0 | 0 | 0 | ResCACZ3 | 0.17 | 0 | 2885.0043 | 0 | 1.9373 |  |  | 0 | 0 | 0 | 0 | 0 | 0 | 0 | 0 | 0 | 0 | 0 | 0 | 0 | 0 | 3118.9381 | 0 | 376.3161 | 3495.2542 | 0 | 9999 | 669.9919 | 0 | 0 | 4165.2461 | 0 | 9999
Post93 NonSGC Manufactured Home Convert Air Source Heat Pump to Energy Star Geothermal Heat Pump w/PTCS Specifications - Zone 1 Heat - Zone 3 Cool | Post93 Manufactured Home NonSGC Energy Star Geothermal Heat Pump DHW Savings | 30 | 1200 | 600 | 0 | 0 | ResDHW | 0.286 | 0.317 | 1291.5 | 0.16341 | 0.51549 |  |  | 599.9997 | 0 | 0 | 0 | 0 | 0 | 599.9997 | 0 | 599.9997 | 0 | 0 | 26.8665 | 0 | 26.8665 | 808.2036 | 8.4772 | 98.7777 | 915.1324 | 599.9997 | 1.5252 | 178.279 | 0 | 0 | 1093.4115 | 599.9997 | 1.8224
Post93 NonSGC Manufactured Home Convert Air Source Heat Pump to Energy Star Geothermal Heat Pump w/PTCS Specifications - Zone 2 Heat - Zone 3 Cool | Post93 NonSGC Manufactured Home Convert Air Source Heat Pump to Energy Star Geothermal Heat Pump w/PTCS Specifications - Heating Zone 2 | 30 | 2585.4647 | 7785 | 25 | 153.5918 | ResSHWX | 0.21 | 0.401 | 2782.6063 | 0.60656 | 1.5126 |  |  | 7784.9958 | 0 | 0 | 432.3008 | 0 | 0 | 7784.9958 | 585.8926 | 8370.8884 | 0 | 0 | 161.7933 | 12.1764 | 173.9697 | 1503.6947 | 31.4659 | 203.6954 | 1737.6458 | 7784.9958 | 0.2232 | 523.1237 | 0 | 0 | 2260.7695 | 8370.8884 | 0.27008
Post93 NonSGC Manufactured Home Convert Air Source Heat Pump to Energy Star Geothermal Heat Pump w/PTCS Specifications - Zone 2 Heat - Zone 3 Cool | Post93 Manufactured Home NonSGC Energy Star Geothermal Heat Pump CAC Savings - Zone 3 | 30 | 2680.6079 | 0 | 0 | 0 | ResCACZ3 | 0.17 | 0 | 2885.0043 | 0 | 1.9373 |  |  | 0 | 0 | 0 | 0 | 0 | 0 | 0 | 0 | 0 | 0 | 0 | 0 | 0 | 0 | 3118.9381 | 0 | 376.3161 | 3495.2542 | 0 | 9999 | 669.9919 | 0 | 0 | 4165.2461 | 0 | 9999
Post93 NonSGC Manufactured Home Convert Air Source Heat Pump to Energy Star Geothermal Heat Pump w/PTCS Specifications - Zone 2 Heat - Zone 3 Cool | Post93 Manufactured Home NonSGC Energy Star Geothermal Heat Pump DHW Savings | 30 | 1200 | 600 | 0 | 0 | ResDHW | 0.286 | 0.317 | 1291.5 | 0.16341 | 0.51549 |  |  | 599.9997 | 0 | 0 | 0 | 0 | 0 | 599.9997 | 0 | 599.9997 | 0 | 0 | 26.8665 | 0 | 26.8665 | 808.2036 | 8.4772 | 98.7777 | 915.1324 | 599.9997 | 1.5252 | 178.279 | 0 | 0 | 1093.4115 | 599.9997 | 1.8224
Post93 NonSGC Manufactured Home Convert Air Source Heat Pump to Energy Star Geothermal Heat Pump w/PTCS Specifications - Zone 2 Heat - Zone 1 Cool | Post93 NonSGC Manufactured Home Convert Air Source Heat Pump to Energy Star Geothermal Heat Pump w/PTCS Specifications - Heating Zone 2 | 30 | 2585.4647 | 7785 | 25 | 153.5918 | ResSHWX | 0.21 | 0.401 | 2782.6063 | 0.60656 | 1.5126 |  |  | 7784.9958 | 0 | 0 | 432.3008 | 0 | 0 | 7784.9958 | 585.8926 | 8370.8884 | 0 | 0 | 161.7933 | 12.1764 | 173.9697 | 1503.6947 | 31.4659 | 203.6954 | 1737.6458 | 7784.9958 | 0.2232 | 523.1237 | 0 | 0 | 2260.7695 | 8370.8884 | 0.27008
Post93 NonSGC Manufactured Home Convert Air Source Heat Pump to Energy Star Geothermal Heat Pump w/PTCS Specifications - Zone 2 Heat - Zone 1 Cool | Post93 Manufactured Home NonSGC Energy Star Geothermal Heat Pump CAC Savings - Zone 1 | 30 | 648.9749 | 0 | 0 | 0 | ResCACZ1 | 0.17 | 0 | 698.4592 | 0 | 0.46902 |  |  | 0 | 0 | 0 | 0 | 0 | 0 | 0 | 0 | 0 | 0 | 0 | 0 | 0 | 0 | 609.9539 | 0 | 76.592 | 686.5459 | 0 | 9999 | 162.2049 | 0 | 0 | 848.7509 | 0 | 9999
Post93 NonSGC Manufactured Home Convert Air Source Heat Pump to Energy Star Geothermal Heat Pump w/PTCS Specifications - Zone 2 Heat - Zone 1 Cool | Post93 Manufactured Home NonSGC Energy Star Geothermal Heat Pump DHW Savings | 30 | 1200 | 600 | 0 | 0 | ResDHW | 0.286 | 0.317 | 1291.5 | 0.16341 | 0.51549 |  |  | 599.9997 | 0 | 0 | 0 | 0 | 0 | 599.9997 | 0 | 599.9997 | 0 | 0 | 26.8665 | 0 | 26.8665 | 808.2036 | 8.4772 | 98.7777 | 915.1324 | 599.9997 | 1.5252 | 178.279 | 0 | 0 | 1093.4115 | 599.9997 | 1.8224
Post93 NonSGC Manufactured Home Convert Air Source Heat Pump to Energy Star Geothermal Heat Pump w/PTCS Specifications - Zone 3 Heat - Zone 1 Cool | Post93 NonSGC Manufactured Home Convert Air Source Heat Pump to Energy Star Geothermal Heat Pump w/PTCS Specifications - Heating Zone 3 | 30 | 3178.9041 | 7785 | 25 | 153.5918 | ResSHWX | 0.21 | 0.401 | 3421.2956 | 0.74578 | 1.8598 |  |  | 7784.9958 | 0 | 0 | 432.3008 | 0 | 0 | 7784.9958 | 585.8926 | 8370.8884 | 0 | 0 | 131.5896 | 9.9033 | 141.493 | 1848.8365 | 38.6882 | 250.4494 | 2136.4861 | 7784.9958 | 0.27444 | 643.1958 | 0 | 0 | 2779.6819 | 8370.8884 | 0.33207
Post93 NonSGC Manufactured Home Convert Air Source Heat Pump to Energy Star Geothermal Heat Pump w/PTCS Specifications - Zone 3 Heat - Zone 1 Cool | Post93 Manufactured Home NonSGC Energy Star Geothermal Heat Pump CAC Savings - Zone 1 | 30 | 648.9749 | 0 | 0 | 0 | ResCACZ1 | 0.17 | 0 | 698.4592 | 0 | 0.46902 |  |  | 0 | 0 | 0 | 0 | 0 | 0 | 0 | 0 | 0 | 0 | 0 | 0 | 0 | 0 | 609.9539 | 0 | 76.592 | 686.5459 | 0 | 9999 | 162.2049 | 0 | 0 | 848.7509 | 0 | 9999
Post93 NonSGC Manufactured Home Convert Air Source Heat Pump to Energy Star Geothermal Heat Pump w/PTCS Specifications - Zone 3 Heat - Zone 1 Cool | Post93 Manufactured Home NonSGC Energy Star Geothermal Heat Pump DHW Savings | 30 | 1200 | 600 | 0 | 0 | ResDHW | 0.286 | 0.317 | 1291.5 | 0.16341 | 0.51549 |  |  | 599.9997 | 0 | 0 | 0 | 0 | 0 | 599.9997 | 0 | 599.9997 | 0 | 0 | 26.8665 | 0 | 26.8665 | 808.2036 | 8.4772 | 98.7777 | 915.1324 | 599.9997 | 1.5252 | 178.279 | 0 | 0 | 1093.4115 | 599.9997 | 1.8224
Post93 NonSGC Manufactured Home Convert Air Source Heat Pump to Energy Star Geothermal Heat Pump w/PTCS Specifications - Zone 3 Heat - Zone 2 Cool | Post93 NonSGC Manufactured Home Convert Air Source Heat Pump to Energy Star Geothermal Heat Pump w/PTCS Specifications - Heating Zone 3 | 30 | 3178.9041 | 7785 | 25 | 153.5918 | ResSHWX | 0.21 | 0.401 | 3421.2956 | 0.74578 | 1.8598 |  |  | 7784.9958 | 0 | 0 | 432.3008 | 0 | 0 | 7784.9958 | 585.8926 | 8370.8884 | 0 | 0 | 131.5896 | 9.9033 | 141.493 | 1848.8365 | 38.6882 | 250.4494 | 2136.4861 | 7784.9958 | 0.27444 | 643.1958 | 0 | 0 | 2779.6819 | 8370.8884 | 0.33207
Post93 NonSGC Manufactured Home Convert Air Source Heat Pump to Energy Star Geothermal Heat Pump w/PTCS Specifications - Zone 3 Heat - Zone 2 Cool | Post93 Manufactured Home NonSGC Energy Star Geothermal Heat Pump CAC Savings - Zone 2 | 30 | 1297.4566 | 0 | 0 | 0 | ResCACZ2 | 0.17 | 0 | 1396.3877 | 0 | 0.93768 |  |  | 0 | 0 | 0 | 0 | 0 | 0 | 0 | 0 | 0 | 0 | 0 | 0 | 0 | 0 | 1297.2503 | 0 | 160.9064 | 1458.1567 | 0 | 9999 | 324.2866 | 0 | 0 | 1782.4432 | 0 | 9999
Post93 NonSGC Manufactured Home Convert Air Source Heat Pump to Energy Star Geothermal Heat Pump w/PTCS Specifications - Zone 3 Heat - Zone 2 Cool | Post93 Manufactured Home NonSGC Energy Star Geothermal Heat Pump DHW Savings | 30 | 1200 | 600 | 0 | 0 | ResDHW | 0.286 | 0.317 | 1291.5 | 0.16341 | 0.51549 |  |  | 599.9997 | 0 | 0 | 0 | 0 | 0 | 599.9997 | 0 | 599.9997 | 0 | 0 | 26.8665 | 0 | 26.8665 | 808.2036 | 8.4772 | 98.7777 | 915.1324 | 599.9997 | 1.5252 | 178.279 | 0 | 0 | 1093.4115 | 599.9997 | 1.8224
Post93 NonSGC Manufactured Home Convert FAF w/o CAC to Energy Star Geothermal Heat Pump w/PTCS Specifications - Zone 1 Heat - Zone 1 Cool | Post93 NonSGC Manufactured Home Convert FAF w/o CAC to Energy Star Geothermal Heat Pump w/PTCS Specifications - Heating Zone 1 | 30 | 5626.7581 | 7785 | 25 | 153.5918 | ResSHWX | 0.21 | 0.401 | 6055.7984 | 1.3201 | 3.2919 |  |  | 7784.9958 | 0 | 0 | 432.3008 | 0 | 0 | 7784.9958 | 585.8926 | 8370.8884 | 0 | 0 | 74.3431 | 5.595 | 79.9381 | 3272.4974 | 68.4794 | 443.3032 | 3781.6461 | 7784.9958 | 0.48576 | 1138.4763 | 0 | 0 | 4920.1226 | 8370.8884 | 0.58777
Post93 NonSGC Manufactured Home Convert FAF w/o CAC to Energy Star Geothermal Heat Pump w/PTCS Specifications - Zone 1 Heat - Zone 1 Cool | Post93 Manufactured Home NonSGC Energy Star Geothermal Heat Pump CAC Savings - Zone 1 | 30 | -227.1005 | 0 |  | 0 | ResCACZ1 | 0.17 | 0 | -244.4169 | 0 | -0.16413 |  |  | 0 | 0 | 0 | 0 | 0 | 0 | 0 | 0 | 0 | 0 | 0 | 0 | 0 | 0 | -213.4456 | 0 | -26.8024 | -240.248 | 0 | 9999 | -56.7616 | 0 | 0 | -297.0096 | 0 | 9999
Post93 NonSGC Manufactured Home Convert FAF w/o CAC to Energy Star Geothermal Heat Pump w/PTCS Specifications - Zone 1 Heat - Zone 1 Cool | Post93 Manufactured Home NonSGC Energy Star Geothermal Heat Pump DHW Savings | 30 | 1200 | 600 |  | 0 | ResDHW | 0.286 | 0.317 | 1291.5 | 0.16341 | 0.51549 |  |  | 599.9997 | 0 | 0 | 0 | 0 | 0 | 599.9997 | 0 | 599.9997 | 0 | 0 | 26.8665 | 0 | 26.8665 | 808.2036 | 8.4772 | 98.7777 | 915.1324 | 599.9997 | 1.5252 | 178.279 | 0 | 0 | 1093.4115 | 599.9997 | 1.8224
Post93 NonSGC Manufactured Home Convert FAF w/o CAC to Energy Star Geothermal Heat Pump w/PTCS Specifications - Zone 2 Heat - Zone 2 Cool | Post93 NonSGC Manufactured Home Convert FAF w/o CAC to Energy Star Geothermal Heat Pump w/PTCS Specifications - Heating Zone 2 | 30 | 8275.3717 | 7785 | 25 | 153.5918 | ResSHWX | 0.21 | 0.401 | 8906.3687 | 1.9414 | 4.8415 |  |  | 7784.9958 | 0 | 0 | 432.3008 | 0 | 0 | 7784.9958 | 585.8926 | 8370.8884 | 0 | 0 | 50.5489 | 3.8043 | 54.3532 | 4812.9192 | 100.7138 | 651.9738 | 5561.7332 | 7784.9958 | 0.71442 | 1674.3773 | 0 | 0 | 7236.1104 | 8370.8884 | 0.86444
Post93 NonSGC Manufactured Home Convert FAF w/o CAC to Energy Star Geothermal Heat Pump w/PTCS Specifications - Zone 2 Heat - Zone 2 Cool | Post93 Manufactured Home NonSGC Energy Star Geothermal Heat Pump CAC Savings - Zone 2 | 30 | -458.8604 | 0 |  | 0 | ResCACZ2 | 0.17 | 0 | -493.8485 | 0 | -0.33162 |  |  | 0 | 0 | 0 | 0 | 0 | 0 | 0 | 0 | 0 | 0 | 0 | 0 | 0 | 0 | -458.7874 | 0 | -56.9064 | -515.6938 | 0 | 9999 | -114.6877 | 0 | 0 | -630.3815 | 0 | 9999
Post93 NonSGC Manufactured Home Convert FAF w/o CAC to Energy Star Geothermal Heat Pump w/PTCS Specifications - Zone 2 Heat - Zone 2 Cool | Post93 Manufactured Home NonSGC Energy Star Geothermal Heat Pump DHW Savings | 30 | 1200 | 600 |  | 0 | ResDHW | 0.286 | 0.317 | 1291.5 | 0.16341 | 0.51549 |  |  | 599.9997 | 0 | 0 | 0 | 0 | 0 | 599.9997 | 0 | 599.9997 | 0 | 0 | 26.8665 | 0 | 26.8665 | 808.2036 | 8.4772 | 98.7777 | 915.1324 | 599.9997 | 1.5252 | 178.279 | 0 | 0 | 1093.4115 | 599.9997 | 1.8224
Post93 NonSGC Manufactured Home Convert FAF w/o CAC to Energy Star Geothermal Heat Pump w/PTCS Specifications - Zone 3 Heat - Zone 3 Cool | Post93 NonSGC Manufactured Home Convert FAF w/o CAC to Energy Star Geothermal Heat Pump w/PTCS Specifications - Heating Zone 3 | 30 | 10198.6223 | 7785 | 25 | 153.5918 | ResSHWX | 0.21 | 0.401 | 10976.2672 | 2.3926 | 5.9667 |  |  | 7784.9958 | 0 | 0 | 432.3008 | 0 | 0 | 7784.9958 | 585.8926 | 8370.8884 | 0 | 0 | 41.0164 | 3.0869 | 44.1033 | 5931.4732 | 124.1203 | 803.4968 | 6854.3165 | 7784.9958 | 0.88045 | 2063.5137 | 0 | 0 | 8917.8301 | 8370.8884 | 1.0653
Post93 NonSGC Manufactured Home Convert FAF w/o CAC to Energy Star Geothermal Heat Pump w/PTCS Specifications - Zone 3 Heat - Zone 3 Cool | Post93 Manufactured Home NonSGC Energy Star Geothermal Heat Pump CAC Savings - Zone 3 | 30 | -967.0209 | 0 |  | 0 | ResCACZ3 | 0.17 | 0 | -1040.7562 | 0 | -0.69887 |  |  | 0 | 0 | 0 | 0 | 0 | 0 | 0 | 0 | 0 | 0 | 0 | 0 | 0 | 0 | -1125.1471 | 0 | -135.7549 | -1260.9019 | 0 | 9999 | -241.6974 | 0 | 0 | -1502.5994 | 0 | 9999
Post93 NonSGC Manufactured Home Convert FAF w/o CAC to Energy Star Geothermal Heat Pump w/PTCS Specifications - Zone 3 Heat - Zone 3 Cool | Post93 Manufactured Home NonSGC Energy Star Geothermal Heat Pump DHW Savings | 30 | 1200 | 600 |  | 0 | ResDHW | 0.286 | 0.317 | 1291.5 | 0.16341 | 0.51549 |  |  | 599.9997 | 0 | 0 | 0 | 0 | 0 | 599.9997 | 0 | 599.9997 | 0 | 0 | 26.8665 | 0 | 26.8665 | 808.2036 | 8.4772 | 98.7777 | 915.1324 | 599.9997 | 1.5252 | 178.279 | 0 | 0 | 1093.4115 | 599.9997 | 1.8224
Post93 NonSGC Manufactured Home Convert FAF w/o CAC to Energy Star Geothermal Heat Pump w/PTCS Specifications - Zone 1 Heat - Zone 2 Cool | Post93 NonSGC Manufactured Home Convert FAF w/o CAC to Energy Star Geothermal Heat Pump w/PTCS Specifications - Heating Zone 1 | 30 | 5626.7581 | 7785 | 25 | 153.5918 | ResSHWX | 0.21 | 0.401 | 6055.7984 | 1.3201 | 3.2919 |  |  | 7784.9958 | 0 | 0 | 432.3008 | 0 | 0 | 7784.9958 | 585.8926 | 8370.8884 | 0 | 0 | 74.3431 | 5.595 | 79.9381 | 3272.4974 | 68.4794 | 443.3032 | 3781.6461 | 7784.9958 | 0.48576 | 1138.4763 | 0 | 0 | 4920.1226 | 8370.8884 | 0.58777
Post93 NonSGC Manufactured Home Convert FAF w/o CAC to Energy Star Geothermal Heat Pump w/PTCS Specifications - Zone 1 Heat - Zone 2 Cool | Post93 Manufactured Home NonSGC Energy Star Geothermal Heat Pump CAC Savings - Zone 2 | 30 | -458.8604 | 0 | 0 | 0 | ResCACZ2 | 0.17 | 0 | -493.8485 | 0 | -0.33162 |  |  | 0 | 0 | 0 | 0 | 0 | 0 | 0 | 0 | 0 | 0 | 0 | 0 | 0 | 0 | -458.7874 | 0 | -56.9064 | -515.6938 | 0 | 9999 | -114.6877 | 0 | 0 | -630.3815 | 0 | 9999
Post93 NonSGC Manufactured Home Convert FAF w/o CAC to Energy Star Geothermal Heat Pump w/PTCS Specifications - Zone 1 Heat - Zone 2 Cool | Post93 Manufactured Home NonSGC Energy Star Geothermal Heat Pump DHW Savings | 30 | 1200 | 600 | 0 | 0 | ResDHW | 0.286 | 0.317 | 1291.5 | 0.16341 | 0.51549 |  |  | 599.9997 | 0 | 0 | 0 | 0 | 0 | 599.9997 | 0 | 599.9997 | 0 | 0 | 26.8665 | 0 | 26.8665 | 808.2036 | 8.4772 | 98.7777 | 915.1324 | 599.9997 | 1.5252 | 178.279 | 0 | 0 | 1093.4115 | 599.9997 | 1.8224
Post93 NonSGC Manufactured Home Convert FAF w/o CAC to Energy Star Geothermal Heat Pump w/PTCS Specifications - Zone 1 Heat - Zone 3 Cool | Post93 NonSGC Manufactured Home Convert FAF w/o CAC to Energy Star Geothermal Heat Pump w/PTCS Specifications - Heating Zone 1 | 30 | 5626.7581 | 7785 | 25 | 153.5918 | ResSHWX | 0.21 | 0.401 | 6055.7984 | 1.3201 | 3.2919 |  |  | 7784.9958 | 0 | 0 | 432.3008 | 0 | 0 | 7784.9958 | 585.8926 | 8370.8884 | 0 | 0 | 74.3431 | 5.595 | 79.9381 | 3272.4974 | 68.4794 | 443.3032 | 3781.6461 | 7784.9958 | 0.48576 | 1138.4763 | 0 | 0 | 4920.1226 | 8370.8884 | 0.58777
Post93 NonSGC Manufactured Home Convert FAF w/o CAC to Energy Star Geothermal Heat Pump w/PTCS Specifications - Zone 1 Heat - Zone 3 Cool | Post93 Manufactured Home NonSGC Energy Star Geothermal Heat Pump CAC Savings - Zone 3 | 30 | -967.0209 | 0 | 0 | 0 | ResCACZ3 | 0.17 | 0 | -1040.7562 | 0 | -0.69887 |  |  | 0 | 0 | 0 | 0 | 0 | 0 | 0 | 0 | 0 | 0 | 0 | 0 | 0 | 0 | -1125.1471 | 0 | -135.7549 | -1260.9019 | 0 | 9999 | -241.6974 | 0 | 0 | -1502.5994 | 0 | 9999
Post93 NonSGC Manufactured Home Convert FAF w/o CAC to Energy Star Geothermal Heat Pump w/PTCS Specifications - Zone 1 Heat - Zone 3 Cool | Post93 Manufactured Home NonSGC Energy Star Geothermal Heat Pump DHW Savings | 30 | 1200 | 600 | 0 | 0 | ResDHW | 0.286 | 0.317 | 1291.5 | 0.16341 | 0.51549 |  |  | 599.9997 | 0 | 0 | 0 | 0 | 0 | 599.9997 | 0 | 599.9997 | 0 | 0 | 26.8665 | 0 | 26.8665 | 808.2036 | 8.4772 | 98.7777 | 915.1324 | 599.9997 | 1.5252 | 178.279 | 0 | 0 | 1093.4115 | 599.9997 | 1.8224
Post93 NonSGC Manufactured Home Convert FAF w/o CAC to Energy Star Geothermal Heat Pump w/PTCS Specifications - Zone 2 Heat - Zone 3 Cool | Post93 NonSGC Manufactured Home Convert FAF w/o CAC to Energy Star Geothermal Heat Pump w/PTCS Specifications - Heating Zone 2 | 30 | 8275.3717 | 7785 | 25 | 153.5918 | ResSHWX | 0.21 | 0.401 | 8906.3687 | 1.9414 | 4.8415 |  |  | 7784.9958 | 0 | 0 | 432.3008 | 0 | 0 | 7784.9958 | 585.8926 | 8370.8884 | 0 | 0 | 50.5489 | 3.8043 | 54.3532 | 4812.9192 | 100.7138 | 651.9738 | 5561.7332 | 7784.9958 | 0.71442 | 1674.3773 | 0 | 0 | 7236.1104 | 8370.8884 | 0.86444
Post93 NonSGC Manufactured Home Convert FAF w/o CAC to Energy Star Geothermal Heat Pump w/PTCS Specifications - Zone 2 Heat - Zone 3 Cool | Post93 Manufactured Home NonSGC Energy Star Geothermal Heat Pump CAC Savings - Zone 3 | 30 | -967.0209 | 0 | 0 | 0 | ResCACZ3 | 0.17 | 0 | -1040.7562 | 0 | -0.69887 |  |  | 0 | 0 | 0 | 0 | 0 | 0 | 0 | 0 | 0 | 0 | 0 | 0 | 0 | 0 | -1125.1471 | 0 | -135.7549 | -1260.9019 | 0 | 9999 | -241.6974 | 0 | 0 | -1502.5994 | 0 | 9999
Post93 NonSGC Manufactured Home Convert FAF w/o CAC to Energy Star Geothermal Heat Pump w/PTCS Specifications - Zone 2 Heat - Zone 3 Cool | Post93 Manufactured Home NonSGC Energy Star Geothermal Heat Pump DHW Savings | 30 | 1200 | 600 | 0 | 0 | ResDHW | 0.286 | 0.317 | 1291.5 | 0.16341 | 0.51549 |  |  | 599.9997 | 0 | 0 | 0 | 0 | 0 | 599.9997 | 0 | 599.9997 | 0 | 0 | 26.8665 | 0 | 26.8665 | 808.2036 | 8.4772 | 98.7777 | 915.1324 | 599.9997 | 1.5252 | 178.279 | 0 | 0 | 1093.4115 | 599.9997 | 1.8224
Post93 NonSGC Manufactured Home Convert FAF w/o CAC to Energy Star Geothermal Heat Pump w/PTCS Specifications - Zone 2 Heat - Zone 1 Cool | Post93 NonSGC Manufactured Home Convert FAF w/o CAC to Energy Star Geothermal Heat Pump w/PTCS Specifications - Heating Zone 2 | 30 | 8275.3717 | 7785 | 25 | 153.5918 | ResSHWX | 0.21 | 0.401 | 8906.3687 | 1.9414 | 4.8415 |  |  | 7784.9958 | 0 | 0 | 432.3008 | 0 | 0 | 7784.9958 | 585.8926 | 8370.8884 | 0 | 0 | 50.5489 | 3.8043 | 54.3532 | 4812.9192 | 100.7138 | 651.9738 | 5561.7332 | 7784.9958 | 0.71442 | 1674.3773 | 0 | 0 | 7236.1104 | 8370.8884 | 0.86444
Post93 NonSGC Manufactured Home Convert FAF w/o CAC to Energy Star Geothermal Heat Pump w/PTCS Specifications - Zone 2 Heat - Zone 1 Cool | Post93 Manufactured Home NonSGC Energy Star Geothermal Heat Pump CAC Savings - Zone 1 | 30 | -227.1005 | 0 | 0 | 0 | ResCACZ1 | 0.17 | 0 | -244.4169 | 0 | -0.16413 |  |  | 0 | 0 | 0 | 0 | 0 | 0 | 0 | 0 | 0 | 0 | 0 | 0 | 0 | 0 | -213.4456 | 0 | -26.8024 | -240.248 | 0 | 9999 | -56.7616 | 0 | 0 | -297.0096 | 0 | 9999
Post93 NonSGC Manufactured Home Convert FAF w/o CAC to Energy Star Geothermal Heat Pump w/PTCS Specifications - Zone 2 Heat - Zone 1 Cool | Post93 Manufactured Home NonSGC Energy Star Geothermal Heat Pump DHW Savings | 30 | 1200 | 600 | 0 | 0 | ResDHW | 0.286 | 0.317 | 1291.5 | 0.16341 | 0.51549 |  |  | 599.9997 | 0 | 0 | 0 | 0 | 0 | 599.9997 | 0 | 599.9997 | 0 | 0 | 26.8665 | 0 | 26.8665 | 808.2036 | 8.4772 | 98.7777 | 915.1324 | 599.9997 | 1.5252 | 178.279 | 0 | 0 | 1093.4115 | 599.9997 | 1.8224
Post93 NonSGC Manufactured Home Convert FAF w/o CAC to Energy Star Geothermal Heat Pump w/PTCS Specifications - Zone 3 Heat - Zone 1 Cool | Post93 NonSGC Manufactured Home Convert FAF w/o CAC to Energy Star Geothermal Heat Pump w/PTCS Specifications - Heating Zone 3 | 30 | 10198.6223 | 7785 | 25 | 153.5918 | ResSHWX | 0.21 | 0.401 | 10976.2672 | 2.3926 | 5.9667 |  |  | 7784.9958 | 0 | 0 | 432.3008 | 0 | 0 | 7784.9958 | 585.8926 | 8370.8884 | 0 | 0 | 41.0164 | 3.0869 | 44.1033 | 5931.4732 | 124.1203 | 803.4968 | 6854.3165 | 7784.9958 | 0.88045 | 2063.5137 | 0 | 0 | 8917.8301 | 8370.8884 | 1.0653
Post93 NonSGC Manufactured Home Convert FAF w/o CAC to Energy Star Geothermal Heat Pump w/PTCS Specifications - Zone 3 Heat - Zone 1 Cool | Post93 Manufactured Home NonSGC Energy Star Geothermal Heat Pump CAC Savings - Zone 1 | 30 | -227.1005 | 0 | 0 | 0 | ResCACZ1 | 0.17 | 0 | -244.4169 | 0 | -0.16413 |  |  | 0 | 0 | 0 | 0 | 0 | 0 | 0 | 0 | 0 | 0 | 0 | 0 | 0 | 0 | -213.4456 | 0 | -26.8024 | -240.248 | 0 | 9999 | -56.7616 | 0 | 0 | -297.0096 | 0 | 9999
Post93 NonSGC Manufactured Home Convert FAF w/o CAC to Energy Star Geothermal Heat Pump w/PTCS Specifications - Zone 3 Heat - Zone 1 Cool | Post93 Manufactured Home NonSGC Energy Star Geothermal Heat Pump DHW Savings | 30 | 1200 | 600 | 0 | 0 | ResDHW | 0.286 | 0.317 | 1291.5 | 0.16341 | 0.51549 |  |  | 599.9997 | 0 | 0 | 0 | 0 | 0 | 599.9997 | 0 | 599.9997 | 0 | 0 | 26.8665 | 0 | 26.8665 | 808.2036 | 8.4772 | 98.7777 | 915.1324 | 599.9997 | 1.5252 | 178.279 | 0 | 0 | 1093.4115 | 599.9997 | 1.8224
Post93 NonSGC Manufactured Home Convert FAF w/o CAC to Energy Star Geothermal Heat Pump w/PTCS Specifications - Zone 3 Heat - Zone 2 Cool | Post93 NonSGC Manufactured Home Convert FAF w/o CAC to Energy Star Geothermal Heat Pump w/PTCS Specifications - Heating Zone 3 | 30 | 10198.6223 | 7785 | 25 | 153.5918 | ResSHWX | 0.21 | 0.401 | 10976.2672 | 2.3926 | 5.9667 |  |  | 7784.9958 | 0 | 0 | 432.3008 | 0 | 0 | 7784.9958 | 585.8926 | 8370.8884 | 0 | 0 | 41.0164 | 3.0869 | 44.1033 | 5931.4732 | 124.1203 | 803.4968 | 6854.3165 | 7784.9958 | 0.88045 | 2063.5137 | 0 | 0 | 8917.8301 | 8370.8884 | 1.0653
Post93 NonSGC Manufactured Home Convert FAF w/o CAC to Energy Star Geothermal Heat Pump w/PTCS Specifications - Zone 3 Heat - Zone 2 Cool | Post93 Manufactured Home NonSGC Energy Star Geothermal Heat Pump CAC Savings - Zone 2 | 30 | -458.8604 | 0 | 0 | 0 | ResCACZ2 | 0.17 | 0 | -493.8485 | 0 | -0.33162 |  |  | 0 | 0 | 0 | 0 | 0 | 0 | 0 | 0 | 0 | 0 | 0 | 0 | 0 | 0 | -458.7874 | 0 | -56.9064 | -515.6938 | 0 | 9999 | -114.6877 | 0 | 0 | -630.3815 | 0 | 9999
Post93 NonSGC Manufactured Home Convert FAF w/o CAC to Energy Star Geothermal Heat Pump w/PTCS Specifications - Zone 3 Heat - Zone 2 Cool | Post93 Manufactured Home NonSGC Energy Star Geothermal Heat Pump DHW Savings | 30 | 1200 | 600 | 0 | 0 | ResDHW | 0.286 | 0.317 | 1291.5 | 0.16341 | 0.51549 |  |  | 599.9997 | 0 | 0 | 0 | 0 | 0 | 599.9997 | 0 | 599.9997 | 0 | 0 | 26.8665 | 0 | 26.8665 | 808.2036 | 8.4772 | 98.7777 | 915.1324 | 599.9997 | 1.5252 | 178.279 | 0 | 0 | 1093.4115 | 599.9997 | 1.8224
Post93 NonSGC Manufactured Home Convert FAF w/CAC to Energy Star Geothermal Heat Pump w/PTCS Specifications - Zone 1 Heat - Zone 1 Cool | Post93 NonSGC Manufactured Home Convert FAF w/CAC to Energy Star Geothermal Heat Pump w/PTCS Specifications - Heating Zone 1 | 30 | 5626.7581 | 7785 | 25 | 153.5918 | ResSHWX | 0.21 | 0.401 | 6055.7984 | 1.3201 | 3.2919 |  |  | 7784.9958 | 0 | 0 | 432.3008 | 0 | 0 | 7784.9958 | 585.8926 | 8370.8884 | 0 | 0 | 74.3431 | 5.595 | 79.9381 | 3272.4974 | 68.4794 | 443.3032 | 3781.6461 | 7784.9958 | 0.48576 | 1138.4763 | 0 | 0 | 4920.1226 | 8370.8884 | 0.58777
Post93 NonSGC Manufactured Home Convert FAF w/CAC to Energy Star Geothermal Heat Pump w/PTCS Specifications - Zone 1 Heat - Zone 1 Cool | Post93 Manufactured Home NonSGC Energy Star Geothermal Heat Pump CAC Savings - Zone 1 | 30 | 648.9749 | 0 |  | 0 | ResCACZ1 | 0.17 | 0 | 698.4592 | 0 | 0.46902 |  |  | 0 | 0 | 0 | 0 | 0 | 0 | 0 | 0 | 0 | 0 | 0 | 0 | 0 | 0 | 609.9539 | 0 | 76.592 | 686.5459 | 0 | 9999 | 162.2049 | 0 | 0 | 848.7509 | 0 | 9999
Post93 NonSGC Manufactured Home Convert FAF w/CAC to Energy Star Geothermal Heat Pump w/PTCS Specifications - Zone 1 Heat - Zone 1 Cool | Post93 Manufactured Home NonSGC Energy Star Geothermal Heat Pump DHW Savings | 30 | 1200 | 600 |  | 0 | ResDHW | 0.286 | 0.317 | 1291.5 | 0.16341 | 0.51549 |  |  | 599.9997 | 0 | 0 | 0 | 0 | 0 | 599.9997 | 0 | 599.9997 | 0 | 0 | 26.8665 | 0 | 26.8665 | 808.2036 | 8.4772 | 98.7777 | 915.1324 | 599.9997 | 1.5252 | 178.279 | 0 | 0 | 1093.4115 | 599.9997 | 1.8224
Post93 NonSGC Manufactured Home Convert FAF w/CAC to Energy Star Geothermal Heat Pump w/PTCS Specifications - Zone 2 Heat - Zone 2 Cool | Post93 NonSGC Manufactured Home Convert FAF w/CAC to Energy Star Geothermal Heat Pump w/PTCS Specifications - Heating Zone 2 | 30 | 8275.3717 | 7785 | 25 | 153.5918 | ResSHWX | 0.21 | 0.401 | 8906.3687 | 1.9414 | 4.8415 |  |  | 7784.9958 | 0 | 0 | 432.3008 | 0 | 0 | 7784.9958 | 585.8926 | 8370.8884 | 0 | 0 | 50.5489 | 3.8043 | 54.3532 | 4812.9192 | 100.7138 | 651.9738 | 5561.7332 | 7784.9958 | 0.71442 | 1674.3773 | 0 | 0 | 7236.1104 | 8370.8884 | 0.86444
Post93 NonSGC Manufactured Home Convert FAF w/CAC to Energy Star Geothermal Heat Pump w/PTCS Specifications - Zone 2 Heat - Zone 2 Cool | Post93 Manufactured Home NonSGC Energy Star Geothermal Heat Pump CAC Savings - Zone 1 | 30 | 1297.4566 | 0 |  | 0 | ResCACZ2 | 0.17 | 0 | 1396.3877 | 0 | 0.93768 |  |  | 0 | 0 | 0 | 0 | 0 | 0 | 0 | 0 | 0 | 0 | 0 | 0 | 0 | 0 | 1297.2503 | 0 | 160.9064 | 1458.1567 | 0 | 9999 | 324.2866 | 0 | 0 | 1782.4432 | 0 | 9999
Post93 NonSGC Manufactured Home Convert FAF w/CAC to Energy Star Geothermal Heat Pump w/PTCS Specifications - Zone 2 Heat - Zone 2 Cool | Post93 Manufactured Home NonSGC Energy Star Geothermal Heat Pump DHW Savings | 30 | 1200 | 600 |  | 0 | ResDHW | 0.286 | 0.317 | 1291.5 | 0.16341 | 0.51549 |  |  | 599.9997 | 0 | 0 | 0 | 0 | 0 | 599.9997 | 0 | 599.9997 | 0 | 0 | 26.8665 | 0 | 26.8665 | 808.2036 | 8.4772 | 98.7777 | 915.1324 | 599.9997 | 1.5252 | 178.279 | 0 | 0 | 1093.4115 | 599.9997 | 1.8224
Post93 NonSGC Manufactured Home Convert FAF w/CAC to Energy Star Geothermal Heat Pump w/PTCS Specifications - Zone 3 Heat - Zone 3 Cool | Post93 NonSGC Manufactured Home Convert FAF w/CAC to Energy Star Geothermal Heat Pump w/PTCS Specifications - Heating Zone 3 | 30 | 10198.6223 | 7785 | 25 | 153.5918 | ResSHWX | 0.21 | 0.401 | 10976.2672 | 2.3926 | 5.9667 |  |  | 7784.9958 | 0 | 0 | 432.3008 | 0 | 0 | 7784.9958 | 585.8926 | 8370.8884 | 0 | 0 | 41.0164 | 3.0869 | 44.1033 | 5931.4732 | 124.1203 | 803.4968 | 6854.3165 | 7784.9958 | 0.88045 | 2063.5137 | 0 | 0 | 8917.8301 | 8370.8884 | 1.0653
Post93 NonSGC Manufactured Home Convert FAF w/CAC to Energy Star Geothermal Heat Pump w/PTCS Specifications - Zone 3 Heat - Zone 3 Cool | Post93 Manufactured Home NonSGC Energy Star Geothermal Heat Pump CAC Savings - Zone 1 | 30 | 2680.6079 | 0 |  | 0 | ResCACZ3 | 0.17 | 0 | 2885.0043 | 0 | 1.9373 |  |  | 0 | 0 | 0 | 0 | 0 | 0 | 0 | 0 | 0 | 0 | 0 | 0 | 0 | 0 | 3118.9381 | 0 | 376.3161 | 3495.2542 | 0 | 9999 | 669.9919 | 0 | 0 | 4165.2461 | 0 | 9999
Post93 NonSGC Manufactured Home Convert FAF w/CAC to Energy Star Geothermal Heat Pump w/PTCS Specifications - Zone 3 Heat - Zone 3 Cool | Post93 Manufactured Home NonSGC Energy Star Geothermal Heat Pump DHW Savings | 30 | 1200 | 600 |  | 0 | ResDHW | 0.286 | 0.317 | 1291.5 | 0.16341 | 0.51549 |  |  | 599.9997 | 0 | 0 | 0 | 0 | 0 | 599.9997 | 0 | 599.9997 | 0 | 0 | 26.8665 | 0 | 26.8665 | 808.2036 | 8.4772 | 98.7777 | 915.1324 | 599.9997 | 1.5252 | 178.279 | 0 | 0 | 1093.4115 | 599.9997 | 1.8224
Post93 NonSGC Manufactured Home Convert FAF w/CAC to Energy Star Geothermal Heat Pump w/PTCS Specifications - Zone 1 Heat - Zone 2 Cool | Post93 NonSGC Manufactured Home Convert FAF w/CAC to Energy Star Geothermal Heat Pump w/PTCS Specifications - Heating Zone 1 | 30 | 5626.7581 | 7785 | 25 | 153.5918 | ResSHWX | 0.21 | 0.401 | 6055.7984 | 1.3201 | 3.2919 |  |  | 7784.9958 | 0 | 0 | 432.3008 | 0 | 0 | 7784.9958 | 585.8926 | 8370.8884 | 0 | 0 | 74.3431 | 5.595 | 79.9381 | 3272.4974 | 68.4794 | 443.3032 | 3781.6461 | 7784.9958 | 0.48576 | 1138.4763 | 0 | 0 | 4920.1226 | 8370.8884 | 0.58777
Post93 NonSGC Manufactured Home Convert FAF w/CAC to Energy Star Geothermal Heat Pump w/PTCS Specifications - Zone 1 Heat - Zone 2 Cool | Post93 Manufactured Home NonSGC Energy Star Geothermal Heat Pump CAC Savings - Zone 1 | 30 | 1297.4566 | 0 | 0 | 0 | ResCACZ2 | 0.17 | 0 | 1396.3877 | 0 | 0.93768 |  |  | 0 | 0 | 0 | 0 | 0 | 0 | 0 | 0 | 0 | 0 | 0 | 0 | 0 | 0 | 1297.2503 | 0 | 160.9064 | 1458.1567 | 0 | 9999 | 324.2866 | 0 | 0 | 1782.4432 | 0 | 9999
Post93 NonSGC Manufactured Home Convert FAF w/CAC to Energy Star Geothermal Heat Pump w/PTCS Specifications - Zone 1 Heat - Zone 2 Cool | Post93 Manufactured Home NonSGC Energy Star Geothermal Heat Pump DHW Savings | 30 | 1200 | 600 | 0 | 0 | ResDHW | 0.286 | 0.317 | 1291.5 | 0.16341 | 0.51549 |  |  | 599.9997 | 0 | 0 | 0 | 0 | 0 | 599.9997 | 0 | 599.9997 | 0 | 0 | 26.8665 | 0 | 26.8665 | 808.2036 | 8.4772 | 98.7777 | 915.1324 | 599.9997 | 1.5252 | 178.279 | 0 | 0 | 1093.4115 | 599.9997 | 1.8224
Post93 NonSGC Manufactured Home Convert FAF w/CAC to Energy Star Geothermal Heat Pump w/PTCS Specifications - Zone 1 Heat - Zone 3 Cool | Post93 NonSGC Manufactured Home Convert FAF w/CAC to Energy Star Geothermal Heat Pump w/PTCS Specifications - Heating Zone 1 | 30 | 5626.7581 | 7785 | 25 | 153.5918 | ResSHWX | 0.21 | 0.401 | 6055.7984 | 1.3201 | 3.2919 |  |  | 7784.9958 | 0 | 0 | 432.3008 | 0 | 0 | 7784.9958 | 585.8926 | 8370.8884 | 0 | 0 | 74.3431 | 5.595 | 79.9381 | 3272.4974 | 68.4794 | 443.3032 | 3781.6461 | 7784.9958 | 0.48576 | 1138.4763 | 0 | 0 | 4920.1226 | 8370.8884 | 0.58777
Post93 NonSGC Manufactured Home Convert FAF w/CAC to Energy Star Geothermal Heat Pump w/PTCS Specifications - Zone 1 Heat - Zone 3 Cool | Post93 Manufactured Home NonSGC Energy Star Geothermal Heat Pump CAC Savings - Zone 1 | 30 | 2680.6079 | 0 | 0 | 0 | ResCACZ3 | 0.17 | 0 | 2885.0043 | 0 | 1.9373 |  |  | 0 | 0 | 0 | 0 | 0 | 0 | 0 | 0 | 0 | 0 | 0 | 0 | 0 | 0 | 3118.9381 | 0 | 376.3161 | 3495.2542 | 0 | 9999 | 669.9919 | 0 | 0 | 4165.2461 | 0 | 9999
Post93 NonSGC Manufactured Home Convert FAF w/CAC to Energy Star Geothermal Heat Pump w/PTCS Specifications - Zone 1 Heat - Zone 3 Cool | Post93 Manufactured Home NonSGC Energy Star Geothermal Heat Pump DHW Savings | 30 | 1200 | 600 | 0 | 0 | ResDHW | 0.286 | 0.317 | 1291.5 | 0.16341 | 0.51549 |  |  | 599.9997 | 0 | 0 | 0 | 0 | 0 | 599.9997 | 0 | 599.9997 | 0 | 0 | 26.8665 | 0 | 26.8665 | 808.2036 | 8.4772 | 98.7777 | 915.1324 | 599.9997 | 1.5252 | 178.279 | 0 | 0 | 1093.4115 | 599.9997 | 1.8224
Post93 NonSGC Manufactured Home Convert FAF w/CAC to Energy Star Geothermal Heat Pump w/PTCS Specifications - Zone 2 Heat - Zone 3 Cool | Post93 NonSGC Manufactured Home Convert FAF w/CAC to Energy Star Geothermal Heat Pump w/PTCS Specifications - Heating Zone 2 | 30 | 8275.3717 | 7785 | 25 | 153.5918 | ResSHWX | 0.21 | 0.401 | 8906.3687 | 1.9414 | 4.8415 |  |  | 7784.9958 | 0 | 0 | 432.3008 | 0 | 0 | 7784.9958 | 585.8926 | 8370.8884 | 0 | 0 | 50.5489 | 3.8043 | 54.3532 | 4812.9192 | 100.7138 | 651.9738 | 5561.7332 | 7784.9958 | 0.71442 | 1674.3773 | 0 | 0 | 7236.1104 | 8370.8884 | 0.86444
Post93 NonSGC Manufactured Home Convert FAF w/CAC to Energy Star Geothermal Heat Pump w/PTCS Specifications - Zone 2 Heat - Zone 3 Cool | Post93 Manufactured Home NonSGC Energy Star Geothermal Heat Pump CAC Savings - Zone 1 | 30 | 2680.6079 | 0 | 0 | 0 | ResCACZ3 | 0.17 | 0 | 2885.0043 | 0 | 1.9373 |  |  | 0 | 0 | 0 | 0 | 0 | 0 | 0 | 0 | 0 | 0 | 0 | 0 | 0 | 0 | 3118.9381 | 0 | 376.3161 | 3495.2542 | 0 | 9999 | 669.9919 | 0 | 0 | 4165.2461 | 0 | 9999
Post93 NonSGC Manufactured Home Convert FAF w/CAC to Energy Star Geothermal Heat Pump w/PTCS Specifications - Zone 2 Heat - Zone 3 Cool | Post93 Manufactured Home NonSGC Energy Star Geothermal Heat Pump DHW Savings | 30 | 1200 | 600 | 0 | 0 | ResDHW | 0.286 | 0.317 | 1291.5 | 0.16341 | 0.51549 |  |  | 599.9997 | 0 | 0 | 0 | 0 | 0 | 599.9997 | 0 | 599.9997 | 0 | 0 | 26.8665 | 0 | 26.8665 | 808.2036 | 8.4772 | 98.7777 | 915.1324 | 599.9997 | 1.5252 | 178.279 | 0 | 0 | 1093.4115 | 599.9997 | 1.8224
Post93 NonSGC Manufactured Home Convert FAF w/CAC to Energy Star Geothermal Heat Pump w/PTCS Specifications - Zone 2 Heat - Zone 1 Cool | Post93 NonSGC Manufactured Home Convert FAF w/CAC to Energy Star Geothermal Heat Pump w/PTCS Specifications - Heating Zone 2 | 30 | 8275.3717 | 7785 | 25 | 153.5918 | ResSHWX | 0.21 | 0.401 | 8906.3687 | 1.9414 | 4.8415 |  |  | 7784.9958 | 0 | 0 | 432.3008 | 0 | 0 | 7784.9958 | 585.8926 | 8370.8884 | 0 | 0 | 50.5489 | 3.8043 | 54.3532 | 4812.9192 | 100.7138 | 651.9738 | 5561.7332 | 7784.9958 | 0.71442 | 1674.3773 | 0 | 0 | 7236.1104 | 8370.8884 | 0.86444
Post93 NonSGC Manufactured Home Convert FAF w/CAC to Energy Star Geothermal Heat Pump w/PTCS Specifications - Zone 2 Heat - Zone 1 Cool | Post93 Manufactured Home NonSGC Energy Star Geothermal Heat Pump CAC Savings - Zone 1 | 30 | 648.9749 | 0 | 0 | 0 | ResCACZ1 | 0.17 | 0 | 698.4592 | 0 | 0.46902 |  |  | 0 | 0 | 0 | 0 | 0 | 0 | 0 | 0 | 0 | 0 | 0 | 0 | 0 | 0 | 609.9539 | 0 | 76.592 | 686.5459 | 0 | 9999 | 162.2049 | 0 | 0 | 848.7509 | 0 | 9999
Post93 NonSGC Manufactured Home Convert FAF w/CAC to Energy Star Geothermal Heat Pump w/PTCS Specifications - Zone 2 Heat - Zone 1 Cool | Post93 Manufactured Home NonSGC Energy Star Geothermal Heat Pump DHW Savings | 30 | 1200 | 600 | 0 | 0 | ResDHW | 0.286 | 0.317 | 1291.5 | 0.16341 | 0.51549 |  |  | 599.9997 | 0 | 0 | 0 | 0 | 0 | 599.9997 | 0 | 599.9997 | 0 | 0 | 26.8665 | 0 | 26.8665 | 808.2036 | 8.4772 | 98.7777 | 915.1324 | 599.9997 | 1.5252 | 178.279 | 0 | 0 | 1093.4115 | 599.9997 | 1.8224
Post93 NonSGC Manufactured Home Convert FAF w/CAC to Energy Star Geothermal Heat Pump w/PTCS Specifications - Zone 3 Heat - Zone 1 Cool | Post93 NonSGC Manufactured Home Convert FAF w/CAC to Energy Star Geothermal Heat Pump w/PTCS Specifications - Heating Zone 3 | 30 | 10198.6223 | 7785 | 25 | 153.5918 | ResSHWX | 0.21 | 0.401 | 10976.2672 | 2.3926 | 5.9667 |  |  | 7784.9958 | 0 | 0 | 432.3008 | 0 | 0 | 7784.9958 | 585.8926 | 8370.8884 | 0 | 0 | 41.0164 | 3.0869 | 44.1033 | 5931.4732 | 124.1203 | 803.4968 | 6854.3165 | 7784.9958 | 0.88045 | 2063.5137 | 0 | 0 | 8917.8301 | 8370.8884 | 1.0653
Post93 NonSGC Manufactured Home Convert FAF w/CAC to Energy Star Geothermal Heat Pump w/PTCS Specifications - Zone 3 Heat - Zone 1 Cool | Post93 Manufactured Home NonSGC Energy Star Geothermal Heat Pump CAC Savings - Zone 1 | 30 | 648.9749 | 0 | 0 | 0 | ResCACZ1 | 0.17 | 0 | 698.4592 | 0 | 0.46902 |  |  | 0 | 0 | 0 | 0 | 0 | 0 | 0 | 0 | 0 | 0 | 0 | 0 | 0 | 0 | 609.9539 | 0 | 76.592 | 686.5459 | 0 | 9999 | 162.2049 | 0 | 0 | 848.7509 | 0 | 9999
Post93 NonSGC Manufactured Home Convert FAF w/CAC to Energy Star Geothermal Heat Pump w/PTCS Specifications - Zone 3 Heat - Zone 1 Cool | Post93 Manufactured Home NonSGC Energy Star Geothermal Heat Pump DHW Savings | 30 | 1200 | 600 | 0 | 0 | ResDHW | 0.286 | 0.317 | 1291.5 | 0.16341 | 0.51549 |  |  | 599.9997 | 0 | 0 | 0 | 0 | 0 | 599.9997 | 0 | 599.9997 | 0 | 0 | 26.8665 | 0 | 26.8665 | 808.2036 | 8.4772 | 98.7777 | 915.1324 | 599.9997 | 1.5252 | 178.279 | 0 | 0 | 1093.4115 | 599.9997 | 1.8224
Post93 NonSGC Manufactured Home Convert FAF w/CAC to Energy Star Geothermal Heat Pump w/PTCS Specifications - Zone 3 Heat - Zone 2 Cool | Post93 NonSGC Manufactured Home Convert FAF w/CAC to Energy Star Geothermal Heat Pump w/PTCS Specifications - Heating Zone 3 | 30 | 10198.6223 | 7785 | 25 | 153.5918 | ResSHWX | 0.21 | 0.401 | 10976.2672 | 2.3926 | 5.9667 |  |  | 7784.9958 | 0 | 0 | 432.3008 | 0 | 0 | 7784.9958 | 585.8926 | 8370.8884 | 0 | 0 | 41.0164 | 3.0869 | 44.1033 | 5931.4732 | 124.1203 | 803.4968 | 6854.3165 | 7784.9958 | 0.88045 | 2063.5137 | 0 | 0 | 8917.8301 | 8370.8884 | 1.0653
Post93 NonSGC Manufactured Home Convert FAF w/CAC to Energy Star Geothermal Heat Pump w/PTCS Specifications - Zone 3 Heat - Zone 2 Cool | Post93 Manufactured Home NonSGC Energy Star Geothermal Heat Pump CAC Savings - Zone 1 | 30 | 1297.4566 | 0 | 0 | 0 | ResCACZ2 | 0.17 | 0 | 1396.3877 | 0 | 0.93768 |  |  | 0 | 0 | 0 | 0 | 0 | 0 | 0 | 0 | 0 | 0 | 0 | 0 | 0 | 0 | 1297.2503 | 0 | 160.9064 | 1458.1567 | 0 | 9999 | 324.2866 | 0 | 0 | 1782.4432 | 0 | 9999
Post93 NonSGC Manufactured Home Convert FAF w/CAC to Energy Star Geothermal Heat Pump w/PTCS Specifications - Zone 3 Heat - Zone 2 Cool | Post93 Manufactured Home NonSGC Energy Star Geothermal Heat Pump DHW Savings | 30 | 1200 | 600 | 0 | 0 | ResDHW | 0.286 | 0.317 | 1291.5 | 0.16341 | 0.51549 |  |  | 599.9997 | 0 | 0 | 0 | 0 | 0 | 599.9997 | 0 | 599.9997 | 0 | 0 | 26.8665 | 0 | 26.8665 | 808.2036 | 8.4772 | 98.7777 | 915.1324 | 599.9997 | 1.5252 | 178.279 | 0 | 0 | 1093.4115 | 599.9997 | 1.8224
SGC Manufactured Home Convert FAF w/o CAC to Energy Star Geothermal Heat Pump w/PTCS Specifications - Zone 1 Heat - Zone 1 Cool | SGC Manufactured Home Convert FAF w/o CAC to Energy Star Geothermal Heat Pump w/PTCS Specifications - Heating Zone 1 | 30 | 3631.9515 | 7785 | 25 | 153.5918 | ResSHNEW | 0.178 | 0.366 | 3908.8878 | 0.91751 | 2.5069 |  |  | 7784.9958 | 0 | 0 | 432.3008 | 0 | 0 | 7784.9958 | 585.8926 | 8370.8884 | 0 | 0 | 115.1752 | 8.668 | 123.8432 | 2090.2536 | 47.5968 | 296.9647 | 2432.9844 | 7784.9958 | 0.31252 | 866.9721 | 0 | 0 | 3299.9565 | 8370.8884 | 0.39422
SGC Manufactured Home Convert FAF w/o CAC to Energy Star Geothermal Heat Pump w/PTCS Specifications - Zone 1 Heat - Zone 1 Cool | SGC Manufactured Home Energy Star Geothermal Heat Pump CAC Savings - Zone 1 | 30 | -155.5431 | 0 |  | 0 | ResCACZ1 | 0.17 | 0 | -167.4032 | 0 | -0.11241 |  |  | 0 | 0 | 0 | 0 | 0 | 0 | 0 | 0 | 0 | 0 | 0 | 0 | 0 | 0 | -146.1907 | 0 | -18.3572 | -164.5479 | 0 | 9999 | -38.8765 | 0 | 0 | -203.4244 | 0 | 9999
SGC Manufactured Home Convert FAF w/o CAC to Energy Star Geothermal Heat Pump w/PTCS Specifications - Zone 1 Heat - Zone 1 Cool | SGC Manufactured Home Energy Star Geothermal Heat Pump DHW Savings | 30 | 1200 | 600 |  | 0 | ResDHW | 0.286 | 0.317 | 1291.5 | 0.16341 | 0.51549 |  |  | 599.9997 | 0 | 0 | 0 | 0 | 0 | 599.9997 | 0 | 599.9997 | 0 | 0 | 26.8665 | 0 | 26.8665 | 808.2036 | 8.4772 | 98.7777 | 915.1324 | 599.9997 | 1.5252 | 178.279 | 0 | 0 | 1093.4115 | 599.9997 | 1.8224
SGC Manufactured Home Convert FAF w/o CAC to Energy Star Geothermal Heat Pump w/PTCS Specifications - Zone 2 Heat - Zone 2 Cool | SGC Manufactured Home Convert FAF w/o CAC to Energy Star Geothermal Heat Pump w/PTCS Specifications - Heating Zone 2 | 30 | 5615.6585 | 7785 | 25 | 153.5918 | ResSHNEW | 0.178 | 0.366 | 6043.8525 | 1.4186 | 3.8761 |  |  | 7784.9958 | 0 | 0 | 432.3008 | 0 | 0 | 7784.9958 | 585.8926 | 8370.8884 | 0 | 0 | 74.4901 | 5.6061 | 80.0961 | 3231.9129 | 73.5933 | 459.1615 | 3761.8372 | 7784.9958 | 0.48322 | 1340.4972 | 0 | 0 | 5102.3345 | 8370.8884 | 0.60953
SGC Manufactured Home Convert FAF w/o CAC to Energy Star Geothermal Heat Pump w/PTCS Specifications - Zone 2 Heat - Zone 2 Cool | SGC Manufactured Home Energy Star Geothermal Heat Pump CAC Savings - Zone 2 | 30 | -332.8645 | 0 |  | 0 | ResCACZ2 | 0.17 | 0 | -358.2454 | 0 | -0.24056 |  |  | 0 | 0 | 0 | 0 | 0 | 0 | 0 | 0 | 0 | 0 | 0 | 0 | 0 | 0 | -332.8115 | 0 | -41.2808 | -374.0923 | 0 | 9999 | -83.1962 | 0 | 0 | -457.2885 | 0 | 9999
SGC Manufactured Home Convert FAF w/o CAC to Energy Star Geothermal Heat Pump w/PTCS Specifications - Zone 2 Heat - Zone 2 Cool | SGC Manufactured Home Energy Star Geothermal Heat Pump DHW Savings | 30 | 1200 | 600 |  | 0 | ResDHW | 0.286 | 0.317 | 1291.5 | 0.16341 | 0.51549 |  |  | 599.9997 | 0 | 0 | 0 | 0 | 0 | 599.9997 | 0 | 599.9997 | 0 | 0 | 26.8665 | 0 | 26.8665 | 808.2036 | 8.4772 | 98.7777 | 915.1324 | 599.9997 | 1.5252 | 178.279 | 0 | 0 | 1093.4115 | 599.9997 | 1.8224
SGC Manufactured Home Convert FAF w/o CAC to Energy Star Geothermal Heat Pump w/PTCS Specifications - Zone 3 Heat - Zone 3 Cool | SGC Manufactured Home Convert FAF w/o CAC to Energy Star Geothermal Heat Pump w/PTCS Specifications - Heating Zone 3 | 30 | 6826.3504 | 7785 | 25 | 153.5918 | ResSHNEW | 0.178 | 0.366 | 7346.8596 | 1.7245 | 4.7117 |  |  | 7784.9958 | 0 | 0 | 432.3008 | 0 | 0 | 7784.9958 | 585.8926 | 8370.8884 | 0 | 0 | 61.2788 | 4.6118 | 65.8906 | 3928.6879 | 89.4594 | 558.1531 | 4572.8597 | 7784.9958 | 0.58739 | 1629.4976 | 0 | 0 | 6202.3574 | 8370.8884 | 0.74094
SGC Manufactured Home Convert FAF w/o CAC to Energy Star Geothermal Heat Pump w/PTCS Specifications - Zone 3 Heat - Zone 3 Cool | SGC Manufactured Home Energy Star Geothermal Heat Pump CAC Savings - Zone 3 | 30 | -720.1613 | 0 |  | 0 | ResCACZ3 | 0.17 | 0 | -775.0736 | 0 | -0.52046 |  |  | 0 | 0 | 0 | 0 | 0 | 0 | 0 | 0 | 0 | 0 | 0 | 0 | 0 | 0 | -837.9213 | 0 | -101.0996 | -939.0209 | 0 | 9999 | -179.9973 | 0 | 0 | -1119.0182 | 0 | 9999
SGC Manufactured Home Convert FAF w/o CAC to Energy Star Geothermal Heat Pump w/PTCS Specifications - Zone 3 Heat - Zone 3 Cool | SGC Manufactured Home Energy Star Geothermal Heat Pump DHW Savings | 30 | 1200 | 600 |  | 0 | ResDHW | 0.286 | 0.317 | 1291.5 | 0.16341 | 0.51549 |  |  | 599.9997 | 0 | 0 | 0 | 0 | 0 | 599.9997 | 0 | 599.9997 | 0 | 0 | 26.8665 | 0 | 26.8665 | 808.2036 | 8.4772 | 98.7777 | 915.1324 | 599.9997 | 1.5252 | 178.279 | 0 | 0 | 1093.4115 | 599.9997 | 1.8224
SGC Manufactured Home Convert FAF w/o CAC to Energy Star Geothermal Heat Pump w/PTCS Specifications - Zone 1 Heat - Zone 2 Cool | SGC Manufactured Home Convert FAF w/o CAC to Energy Star Geothermal Heat Pump w/PTCS Specifications - Heating Zone 1 | 30 | 3631.9515 | 7785 | 25 | 153.5918 | ResSHNEW | 0.178 | 0.366 | 3908.8878 | 0.91751 | 2.5069 |  |  | 7784.9958 | 0 | 0 | 432.3008 | 0 | 0 | 7784.9958 | 585.8926 | 8370.8884 | 0 | 0 | 115.1752 | 8.668 | 123.8432 | 2090.2536 | 47.5968 | 296.9647 | 2432.9844 | 7784.9958 | 0.31252 | 866.9721 | 0 | 0 | 3299.9565 | 8370.8884 | 0.39422
SGC Manufactured Home Convert FAF w/o CAC to Energy Star Geothermal Heat Pump w/PTCS Specifications - Zone 1 Heat - Zone 2 Cool | SGC Manufactured Home Energy Star Geothermal Heat Pump CAC Savings - Zone 2 | 30 | -332.8645 | 0 | 0 | 0 | ResCACZ2 | 0.17 | 0 | -358.2454 | 0 | -0.24056 |  |  | 0 | 0 | 0 | 0 | 0 | 0 | 0 | 0 | 0 | 0 | 0 | 0 | 0 | 0 | -332.8115 | 0 | -41.2808 | -374.0923 | 0 | 9999 | -83.1962 | 0 | 0 | -457.2885 | 0 | 9999
SGC Manufactured Home Convert FAF w/o CAC to Energy Star Geothermal Heat Pump w/PTCS Specifications - Zone 1 Heat - Zone 2 Cool | SGC Manufactured Home Energy Star Geothermal Heat Pump DHW Savings | 30 | 1200 | 600 | 0 | 0 | ResDHW | 0.286 | 0.317 | 1291.5 | 0.16341 | 0.51549 |  |  | 599.9997 | 0 | 0 | 0 | 0 | 0 | 599.9997 | 0 | 599.9997 | 0 | 0 | 26.8665 | 0 | 26.8665 | 808.2036 | 8.4772 | 98.7777 | 915.1324 | 599.9997 | 1.5252 | 178.279 | 0 | 0 | 1093.4115 | 599.9997 | 1.8224
SGC Manufactured Home Convert FAF w/o CAC to Energy Star Geothermal Heat Pump w/PTCS Specifications - Zone 1 Heat - Zone 3 Cool | SGC Manufactured Home Convert FAF w/o CAC to Energy Star Geothermal Heat Pump w/PTCS Specifications - Heating Zone 1 | 30 | 3631.9515 | 7785 | 25 | 153.5918 | ResSHNEW | 0.178 | 0.366 | 3908.8878 | 0.91751 | 2.5069 |  |  | 7784.9958 | 0 | 0 | 432.3008 | 0 | 0 | 7784.9958 | 585.8926 | 8370.8884 | 0 | 0 | 115.1752 | 8.668 | 123.8432 | 2090.2536 | 47.5968 | 296.9647 | 2432.9844 | 7784.9958 | 0.31252 | 866.9721 | 0 | 0 | 3299.9565 | 8370.8884 | 0.39422
SGC Manufactured Home Convert FAF w/o CAC to Energy Star Geothermal Heat Pump w/PTCS Specifications - Zone 1 Heat - Zone 3 Cool | SGC Manufactured Home Energy Star Geothermal Heat Pump CAC Savings - Zone 3 | 30 | -720.1613 | 0 | 0 | 0 | ResCACZ3 | 0.17 | 0 | -775.0736 | 0 | -0.52046 |  |  | 0 | 0 | 0 | 0 | 0 | 0 | 0 | 0 | 0 | 0 | 0 | 0 | 0 | 0 | -837.9213 | 0 | -101.0996 | -939.0209 | 0 | 9999 | -179.9973 | 0 | 0 | -1119.0182 | 0 | 9999
SGC Manufactured Home Convert FAF w/o CAC to Energy Star Geothermal Heat Pump w/PTCS Specifications - Zone 1 Heat - Zone 3 Cool | SGC Manufactured Home Energy Star Geothermal Heat Pump DHW Savings | 30 | 1200 | 600 | 0 | 0 | ResDHW | 0.286 | 0.317 | 1291.5 | 0.16341 | 0.51549 |  |  | 599.9997 | 0 | 0 | 0 | 0 | 0 | 599.9997 | 0 | 599.9997 | 0 | 0 | 26.8665 | 0 | 26.8665 | 808.2036 | 8.4772 | 98.7777 | 915.1324 | 599.9997 | 1.5252 | 178.279 | 0 | 0 | 1093.4115 | 599.9997 | 1.8224
SGC Manufactured Home Convert FAF w/o CAC to Energy Star Geothermal Heat Pump w/PTCS Specifications - Zone 2 Heat - Zone 3 Cool | SGC Manufactured Home Convert FAF w/o CAC to Energy Star Geothermal Heat Pump w/PTCS Specifications - Heating Zone 2 | 30 | 5615.6585 | 7785 | 25 | 153.5918 | ResSHNEW | 0.178 | 0.366 | 6043.8525 | 1.4186 | 3.8761 |  |  | 7784.9958 | 0 | 0 | 432.3008 | 0 | 0 | 7784.9958 | 585.8926 | 8370.8884 | 0 | 0 | 74.4901 | 5.6061 | 80.0961 | 3231.9129 | 73.5933 | 459.1615 | 3761.8372 | 7784.9958 | 0.48322 | 1340.4972 | 0 | 0 | 5102.3345 | 8370.8884 | 0.60953
SGC Manufactured Home Convert FAF w/o CAC to Energy Star Geothermal Heat Pump w/PTCS Specifications - Zone 2 Heat - Zone 3 Cool | SGC Manufactured Home Energy Star Geothermal Heat Pump CAC Savings - Zone 3 | 30 | -720.1613 | 0 | 0 | 0 | ResCACZ3 | 0.17 | 0 | -775.0736 | 0 | -0.52046 |  |  | 0 | 0 | 0 | 0 | 0 | 0 | 0 | 0 | 0 | 0 | 0 | 0 | 0 | 0 | -837.9213 | 0 | -101.0996 | -939.0209 | 0 | 9999 | -179.9973 | 0 | 0 | -1119.0182 | 0 | 9999
SGC Manufactured Home Convert FAF w/o CAC to Energy Star Geothermal Heat Pump w/PTCS Specifications - Zone 2 Heat - Zone 3 Cool | SGC Manufactured Home Energy Star Geothermal Heat Pump DHW Savings | 30 | 1200 | 600 | 0 | 0 | ResDHW | 0.286 | 0.317 | 1291.5 | 0.16341 | 0.51549 |  |  | 599.9997 | 0 | 0 | 0 | 0 | 0 | 599.9997 | 0 | 599.9997 | 0 | 0 | 26.8665 | 0 | 26.8665 | 808.2036 | 8.4772 | 98.7777 | 915.1324 | 599.9997 | 1.5252 | 178.279 | 0 | 0 | 1093.4115 | 599.9997 | 1.8224
SGC Manufactured Home Convert FAF w/o CAC to Energy Star Geothermal Heat Pump w/PTCS Specifications - Zone 2 Heat - Zone 1 Cool | SGC Manufactured Home Convert FAF w/o CAC to Energy Star Geothermal Heat Pump w/PTCS Specifications - Heating Zone 2 | 30 | 5615.6585 | 7785 | 25 | 153.5918 | ResSHNEW | 0.178 | 0.366 | 6043.8525 | 1.4186 | 3.8761 |  |  | 7784.9958 | 0 | 0 | 432.3008 | 0 | 0 | 7784.9958 | 585.8926 | 8370.8884 | 0 | 0 | 74.4901 | 5.6061 | 80.0961 | 3231.9129 | 73.5933 | 459.1615 | 3761.8372 | 7784.9958 | 0.48322 | 1340.4972 | 0 | 0 | 5102.3345 | 8370.8884 | 0.60953
SGC Manufactured Home Convert FAF w/o CAC to Energy Star Geothermal Heat Pump w/PTCS Specifications - Zone 2 Heat - Zone 1 Cool | SGC Manufactured Home Energy Star Geothermal Heat Pump CAC Savings - Zone 1 | 30 | -155.5431 | 0 | 0 | 0 | ResCACZ1 | 0.17 | 0 | -167.4032 | 0 | -0.11241 |  |  | 0 | 0 | 0 | 0 | 0 | 0 | 0 | 0 | 0 | 0 | 0 | 0 | 0 | 0 | -146.1907 | 0 | -18.3572 | -164.5479 | 0 | 9999 | -38.8765 | 0 | 0 | -203.4244 | 0 | 9999
SGC Manufactured Home Convert FAF w/o CAC to Energy Star Geothermal Heat Pump w/PTCS Specifications - Zone 2 Heat - Zone 1 Cool | SGC Manufactured Home Energy Star Geothermal Heat Pump DHW Savings | 30 | 1200 | 600 | 0 | 0 | ResDHW | 0.286 | 0.317 | 1291.5 | 0.16341 | 0.51549 |  |  | 599.9997 | 0 | 0 | 0 | 0 | 0 | 599.9997 | 0 | 599.9997 | 0 | 0 | 26.8665 | 0 | 26.8665 | 808.2036 | 8.4772 | 98.7777 | 915.1324 | 599.9997 | 1.5252 | 178.279 | 0 | 0 | 1093.4115 | 599.9997 | 1.8224
SGC Manufactured Home Convert FAF w/o CAC to Energy Star Geothermal Heat Pump w/PTCS Specifications - Zone 3 Heat - Zone 1 Cool | SGC Manufactured Home Convert FAF w/o CAC to Energy Star Geothermal Heat Pump w/PTCS Specifications - Heating Zone 3 | 30 | 6826.3504 | 7785 | 25 | 153.5918 | ResSHNEW | 0.178 | 0.366 | 7346.8596 | 1.7245 | 4.7117 |  |  | 7784.9958 | 0 | 0 | 432.3008 | 0 | 0 | 7784.9958 | 585.8926 | 8370.8884 | 0 | 0 | 61.2788 | 4.6118 | 65.8906 | 3928.6879 | 89.4594 | 558.1531 | 4572.8597 | 7784.9958 | 0.58739 | 1629.4976 | 0 | 0 | 6202.3574 | 8370.8884 | 0.74094
SGC Manufactured Home Convert FAF w/o CAC to Energy Star Geothermal Heat Pump w/PTCS Specifications - Zone 3 Heat - Zone 1 Cool | SGC Manufactured Home Energy Star Geothermal Heat Pump CAC Savings - Zone 1 | 30 | -155.5431 | 0 | 0 | 0 | ResCACZ1 | 0.17 | 0 | -167.4032 | 0 | -0.11241 |  |  | 0 | 0 | 0 | 0 | 0 | 0 | 0 | 0 | 0 | 0 | 0 | 0 | 0 | 0 | -146.1907 | 0 | -18.3572 | -164.5479 | 0 | 9999 | -38.8765 | 0 | 0 | -203.4244 | 0 | 9999
SGC Manufactured Home Convert FAF w/o CAC to Energy Star Geothermal Heat Pump w/PTCS Specifications - Zone 3 Heat - Zone 1 Cool | SGC Manufactured Home Energy Star Geothermal Heat Pump DHW Savings | 30 | 1200 | 600 | 0 | 0 | ResDHW | 0.286 | 0.317 | 1291.5 | 0.16341 | 0.51549 |  |  | 599.9997 | 0 | 0 | 0 | 0 | 0 | 599.9997 | 0 | 599.9997 | 0 | 0 | 26.8665 | 0 | 26.8665 | 808.2036 | 8.4772 | 98.7777 | 915.1324 | 599.9997 | 1.5252 | 178.279 | 0 | 0 | 1093.4115 | 599.9997 | 1.8224
SGC Manufactured Home Convert FAF w/o CAC to Energy Star Geothermal Heat Pump w/PTCS Specifications - Zone 3 Heat - Zone 2 Cool | SGC Manufactured Home Convert FAF w/o CAC to Energy Star Geothermal Heat Pump w/PTCS Specifications - Heating Zone 3 | 30 | 6826.3504 | 7785 | 25 | 153.5918 | ResSHNEW | 0.178 | 0.366 | 7346.8596 | 1.7245 | 4.7117 |  |  | 7784.9958 | 0 | 0 | 432.3008 | 0 | 0 | 7784.9958 | 585.8926 | 8370.8884 | 0 | 0 | 61.2788 | 4.6118 | 65.8906 | 3928.6879 | 89.4594 | 558.1531 | 4572.8597 | 7784.9958 | 0.58739 | 1629.4976 | 0 | 0 | 6202.3574 | 8370.8884 | 0.74094
SGC Manufactured Home Convert FAF w/o CAC to Energy Star Geothermal Heat Pump w/PTCS Specifications - Zone 3 Heat - Zone 2 Cool | SGC Manufactured Home Energy Star Geothermal Heat Pump CAC Savings - Zone 2 | 30 | -332.8645 | 0 | 0 | 0 | ResCACZ2 | 0.17 | 0 | -358.2454 | 0 | -0.24056 |  |  | 0 | 0 | 0 | 0 | 0 | 0 | 0 | 0 | 0 | 0 | 0 | 0 | 0 | 0 | -332.8115 | 0 | -41.2808 | -374.0923 | 0 | 9999 | -83.1962 | 0 | 0 | -457.2885 | 0 | 9999
SGC Manufactured Home Convert FAF w/o CAC to Energy Star Geothermal Heat Pump w/PTCS Specifications - Zone 3 Heat - Zone 2 Cool | SGC Manufactured Home Energy Star Geothermal Heat Pump DHW Savings | 30 | 1200 | 600 | 0 | 0 | ResDHW | 0.286 | 0.317 | 1291.5 | 0.16341 | 0.51549 |  |  | 599.9997 | 0 | 0 | 0 | 0 | 0 | 599.9997 | 0 | 599.9997 | 0 | 0 | 26.8665 | 0 | 26.8665 | 808.2036 | 8.4772 | 98.7777 | 915.1324 | 599.9997 | 1.5252 | 178.279 | 0 | 0 | 1093.4115 | 599.9997 | 1.8224
SGC Manufactured Home Convert FAF w/CAC to Energy Star Geothermal Heat Pump w/PTCS Specifications - Zone 1 Heat - Zone 1 Cool | SGC Manufactured Home Convert FAF w/CAC to Energy Star Geothermal Heat Pump w/PTCS Specifications - Heating Zone 1 | 30 | 3631.9515 | 7785 | 25 | 153.5918 | ResSHNEW | 0.178 | 0.366 | 3908.8878 | 0.91751 | 2.5069 |  |  | 7784.9958 | 0 | 0 | 432.3008 | 0 | 0 | 7784.9958 | 585.8926 | 8370.8884 | 0 | 0 | 115.1752 | 8.668 | 123.8432 | 2090.2536 | 47.5968 | 296.9647 | 2432.9844 | 7784.9958 | 0.31252 | 866.9721 | 0 | 0 | 3299.9565 | 8370.8884 | 0.39422
SGC Manufactured Home Convert FAF w/CAC to Energy Star Geothermal Heat Pump w/PTCS Specifications - Zone 1 Heat - Zone 1 Cool | SGC Manufactured Home Energy Star Geothermal Heat Pump CAC Savings - Zone 1 | 30 | 444.3405 | 0 |  | 0 | ResCACZ1 | 0.17 | 0 | 478.2214 | 0 | 0.32113 |  |  | 0 | 0 | 0 | 0 | 0 | 0 | 0 | 0 | 0 | 0 | 0 | 0 | 0 | 0 | 417.6236 | 0 | 52.4411 | 470.0646 | 0 | 9999 | 111.0586 | 0 | 0 | 581.1232 | 0 | 9999
SGC Manufactured Home Convert FAF w/CAC to Energy Star Geothermal Heat Pump w/PTCS Specifications - Zone 1 Heat - Zone 1 Cool | SGC Manufactured Home Energy Star Geothermal Heat Pump DHW Savings | 30 | 1200 | 600 |  | 0 | ResDHW | 0.286 | 0.317 | 1291.5 | 0.16341 | 0.51549 |  |  | 599.9997 | 0 | 0 | 0 | 0 | 0 | 599.9997 | 0 | 599.9997 | 0 | 0 | 26.8665 | 0 | 26.8665 | 808.2036 | 8.4772 | 98.7777 | 915.1324 | 599.9997 | 1.5252 | 178.279 | 0 | 0 | 1093.4115 | 599.9997 | 1.8224
SGC Manufactured Home Convert FAF w/CAC to Energy Star Geothermal Heat Pump w/PTCS Specifications - Zone 2 Heat - Zone 2 Cool | SGC Manufactured Home Convert FAF w/CAC to Energy Star Geothermal Heat Pump w/PTCS Specifications - Heating Zone 2 | 30 | 5615.6585 | 7785 | 25 | 153.5918 | ResSHNEW | 0.178 | 0.366 | 6043.8525 | 1.4186 | 3.8761 |  |  | 7784.9958 | 0 | 0 | 432.3008 | 0 | 0 | 7784.9958 | 585.8926 | 8370.8884 | 0 | 0 | 74.4901 | 5.6061 | 80.0961 | 3231.9129 | 73.5933 | 459.1615 | 3761.8372 | 7784.9958 | 0.48322 | 1340.4972 | 0 | 0 | 5102.3345 | 8370.8884 | 0.60953
SGC Manufactured Home Convert FAF w/CAC to Energy Star Geothermal Heat Pump w/PTCS Specifications - Zone 2 Heat - Zone 2 Cool | SGC Manufactured Home Energy Star Geothermal Heat Pump CAC Savings - Zone 2 | 30 | 941.0336 | 0 |  | 0 | ResCACZ2 | 0.17 | 0 | 1012.7874 | 0 | 0.68009 |  |  | 0 | 0 | 0 | 0 | 0 | 0 | 0 | 0 | 0 | 0 | 0 | 0 | 0 | 0 | 940.8839 | 0 | 116.704 | 1057.5879 | 0 | 9999 | 235.2022 | 0 | 0 | 1292.7902 | 0 | 9999
SGC Manufactured Home Convert FAF w/CAC to Energy Star Geothermal Heat Pump w/PTCS Specifications - Zone 2 Heat - Zone 2 Cool | SGC Manufactured Home Energy Star Geothermal Heat Pump DHW Savings | 30 | 1200 | 600 |  | 0 | ResDHW | 0.286 | 0.317 | 1291.5 | 0.16341 | 0.51549 |  |  | 599.9997 | 0 | 0 | 0 | 0 | 0 | 599.9997 | 0 | 599.9997 | 0 | 0 | 26.8665 | 0 | 26.8665 | 808.2036 | 8.4772 | 98.7777 | 915.1324 | 599.9997 | 1.5252 | 178.279 | 0 | 0 | 1093.4115 | 599.9997 | 1.8224
SGC Manufactured Home Convert FAF w/CAC to Energy Star Geothermal Heat Pump w/PTCS Specifications - Zone 3 Heat - Zone 3 Cool | SGC Manufactured Home Convert FAF w/CAC to Energy Star Geothermal Heat Pump w/PTCS Specifications - Heating Zone 3 | 30 | 6826.3504 | 7785 | 25 | 153.5918 | ResSHNEW | 0.178 | 0.366 | 7346.8596 | 1.7245 | 4.7117 |  |  | 7784.9958 | 0 | 0 | 432.3008 | 0 | 0 | 7784.9958 | 585.8926 | 8370.8884 | 0 | 0 | 61.2788 | 4.6118 | 65.8906 | 3928.6879 | 89.4594 | 558.1531 | 4572.8597 | 7784.9958 | 0.58739 | 1629.4976 | 0 | 0 | 6202.3574 | 8370.8884 | 0.74094
SGC Manufactured Home Convert FAF w/CAC to Energy Star Geothermal Heat Pump w/PTCS Specifications - Zone 3 Heat - Zone 3 Cool | SGC Manufactured Home Energy Star Geothermal Heat Pump CAC Savings - Zone 3 | 30 | 1996.3066 | 0 |  | 0 | ResCACZ3 | 0.17 | 0 | 2148.525 | 0 | 1.4427 |  |  | 0 | 0 | 0 | 0 | 0 | 0 | 0 | 0 | 0 | 0 | 0 | 0 | 0 | 0 | 2322.7405 | 0 | 280.2507 | 2602.9913 | 0 | 9999 | 498.9574 | 0 | 0 | 3101.9487 | 0 | 9999
SGC Manufactured Home Convert FAF w/CAC to Energy Star Geothermal Heat Pump w/PTCS Specifications - Zone 3 Heat - Zone 3 Cool | SGC Manufactured Home Energy Star Geothermal Heat Pump DHW Savings | 30 | 1200 | 600 |  | 0 | ResDHW | 0.286 | 0.317 | 1291.5 | 0.16341 | 0.51549 |  |  | 599.9997 | 0 | 0 | 0 | 0 | 0 | 599.9997 | 0 | 599.9997 | 0 | 0 | 26.8665 | 0 | 26.8665 | 808.2036 | 8.4772 | 98.7777 | 915.1324 | 599.9997 | 1.5252 | 178.279 | 0 | 0 | 1093.4115 | 599.9997 | 1.8224
SGC Manufactured Home Convert FAF w/CAC to Energy Star Geothermal Heat Pump w/PTCS Specifications - Zone 1 Heat - Zone 2 Cool | SGC Manufactured Home Convert FAF w/CAC to Energy Star Geothermal Heat Pump w/PTCS Specifications - Heating Zone 1 | 30 | 3631.9515 | 7785 | 25 | 153.5918 | ResSHNEW | 0.178 | 0.366 | 3908.8878 | 0.91751 | 2.5069 |  |  | 7784.9958 | 0 | 0 | 432.3008 | 0 | 0 | 7784.9958 | 585.8926 | 8370.8884 | 0 | 0 | 115.1752 | 8.668 | 123.8432 | 2090.2536 | 47.5968 | 296.9647 | 2432.9844 | 7784.9958 | 0.31252 | 866.9721 | 0 | 0 | 3299.9565 | 8370.8884 | 0.39422
SGC Manufactured Home Convert FAF w/CAC to Energy Star Geothermal Heat Pump w/PTCS Specifications - Zone 1 Heat - Zone 2 Cool | SGC Manufactured Home Energy Star Geothermal Heat Pump CAC Savings - Zone 2 | 30 | 941.0336 | 0 | 0 | 0 | ResCACZ2 | 0.17 | 0 | 1012.7874 | 0 | 0.68009 |  |  | 0 | 0 | 0 | 0 | 0 | 0 | 0 | 0 | 0 | 0 | 0 | 0 | 0 | 0 | 940.8839 | 0 | 116.704 | 1057.5879 | 0 | 9999 | 235.2022 | 0 | 0 | 1292.7902 | 0 | 9999
SGC Manufactured Home Convert FAF w/CAC to Energy Star Geothermal Heat Pump w/PTCS Specifications - Zone 1 Heat - Zone 2 Cool | SGC Manufactured Home Energy Star Geothermal Heat Pump DHW Savings | 30 | 1200 | 600 | 0 | 0 | ResDHW | 0.286 | 0.317 | 1291.5 | 0.16341 | 0.51549 |  |  | 599.9997 | 0 | 0 | 0 | 0 | 0 | 599.9997 | 0 | 599.9997 | 0 | 0 | 26.8665 | 0 | 26.8665 | 808.2036 | 8.4772 | 98.7777 | 915.1324 | 599.9997 | 1.5252 | 178.279 | 0 | 0 | 1093.4115 | 599.9997 | 1.8224
SGC Manufactured Home Convert FAF w/CAC to Energy Star Geothermal Heat Pump w/PTCS Specifications - Zone 1 Heat - Zone 3 Cool | SGC Manufactured Home Convert FAF w/CAC to Energy Star Geothermal Heat Pump w/PTCS Specifications - Heating Zone 1 | 30 | 3631.9515 | 7785 | 25 | 153.5918 | ResSHNEW | 0.178 | 0.366 | 3908.8878 | 0.91751 | 2.5069 |  |  | 7784.9958 | 0 | 0 | 432.3008 | 0 | 0 | 7784.9958 | 585.8926 | 8370.8884 | 0 | 0 | 115.1752 | 8.668 | 123.8432 | 2090.2536 | 47.5968 | 296.9647 | 2432.9844 | 7784.9958 | 0.31252 | 866.9721 | 0 | 0 | 3299.9565 | 8370.8884 | 0.39422
SGC Manufactured Home Convert FAF w/CAC to Energy Star Geothermal Heat Pump w/PTCS Specifications - Zone 1 Heat - Zone 3 Cool | SGC Manufactured Home Energy Star Geothermal Heat Pump CAC Savings - Zone 3 | 30 | 1996.3066 | 0 | 0 | 0 | ResCACZ3 | 0.17 | 0 | 2148.525 | 0 | 1.4427 |  |  | 0 | 0 | 0 | 0 | 0 | 0 | 0 | 0 | 0 | 0 | 0 | 0 | 0 | 0 | 2322.7405 | 0 | 280.2507 | 2602.9913 | 0 | 9999 | 498.9574 | 0 | 0 | 3101.9487 | 0 | 9999
SGC Manufactured Home Convert FAF w/CAC to Energy Star Geothermal Heat Pump w/PTCS Specifications - Zone 1 Heat - Zone 3 Cool | SGC Manufactured Home Energy Star Geothermal Heat Pump DHW Savings | 30 | 1200 | 600 | 0 | 0 | ResDHW | 0.286 | 0.317 | 1291.5 | 0.16341 | 0.51549 |  |  | 599.9997 | 0 | 0 | 0 | 0 | 0 | 599.9997 | 0 | 599.9997 | 0 | 0 | 26.8665 | 0 | 26.8665 | 808.2036 | 8.4772 | 98.7777 | 915.1324 | 599.9997 | 1.5252 | 178.279 | 0 | 0 | 1093.4115 | 599.9997 | 1.8224
SGC Manufactured Home Convert FAF w/CAC to Energy Star Geothermal Heat Pump w/PTCS Specifications - Zone 2 Heat - Zone 3 Cool | SGC Manufactured Home Convert FAF w/CAC to Energy Star Geothermal Heat Pump w/PTCS Specifications - Heating Zone 2 | 30 | 5615.6585 | 7785 | 25 | 153.5918 | ResSHNEW | 0.178 | 0.366 | 6043.8525 | 1.4186 | 3.8761 |  |  | 7784.9958 | 0 | 0 | 432.3008 | 0 | 0 | 7784.9958 | 585.8926 | 8370.8884 | 0 | 0 | 74.4901 | 5.6061 | 80.0961 | 3231.9129 | 73.5933 | 459.1615 | 3761.8372 | 7784.9958 | 0.48322 | 1340.4972 | 0 | 0 | 5102.3345 | 8370.8884 | 0.60953
SGC Manufactured Home Convert FAF w/CAC to Energy Star Geothermal Heat Pump w/PTCS Specifications - Zone 2 Heat - Zone 3 Cool | SGC Manufactured Home Energy Star Geothermal Heat Pump CAC Savings - Zone 3 | 30 | 1996.3066 | 0 | 0 | 0 | ResCACZ3 | 0.17 | 0 | 2148.525 | 0 | 1.4427 |  |  | 0 | 0 | 0 | 0 | 0 | 0 | 0 | 0 | 0 | 0 | 0 | 0 | 0 | 0 | 2322.7405 | 0 | 280.2507 | 2602.9913 | 0 | 9999 | 498.9574 | 0 | 0 | 3101.9487 | 0 | 9999
SGC Manufactured Home Convert FAF w/CAC to Energy Star Geothermal Heat Pump w/PTCS Specifications - Zone 2 Heat - Zone 3 Cool | SGC Manufactured Home Energy Star Geothermal Heat Pump DHW Savings | 30 | 1200 | 600 | 0 | 0 | ResDHW | 0.286 | 0.317 | 1291.5 | 0.16341 | 0.51549 |  |  | 599.9997 | 0 | 0 | 0 | 0 | 0 | 599.9997 | 0 | 599.9997 | 0 | 0 | 26.8665 | 0 | 26.8665 | 808.2036 | 8.4772 | 98.7777 | 915.1324 | 599.9997 | 1.5252 | 178.279 | 0 | 0 | 1093.4115 | 599.9997 | 1.8224
SGC Manufactured Home Convert FAF w/CAC to Energy Star Geothermal Heat Pump w/PTCS Specifications - Zone 2 Heat - Zone 1 Cool | SGC Manufactured Home Convert FAF w/CAC to Energy Star Geothermal Heat Pump w/PTCS Specifications - Heating Zone 2 | 30 | 5615.6585 | 7785 | 25 | 153.5918 | ResSHNEW | 0.178 | 0.366 | 6043.8525 | 1.4186 | 3.8761 |  |  | 7784.9958 | 0 | 0 | 432.3008 | 0 | 0 | 7784.9958 | 585.8926 | 8370.8884 | 0 | 0 | 74.4901 | 5.6061 | 80.0961 | 3231.9129 | 73.5933 | 459.1615 | 3761.8372 | 7784.9958 | 0.48322 | 1340.4972 | 0 | 0 | 5102.3345 | 8370.8884 | 0.60953
SGC Manufactured Home Convert FAF w/CAC to Energy Star Geothermal Heat Pump w/PTCS Specifications - Zone 2 Heat - Zone 1 Cool | SGC Manufactured Home Energy Star Geothermal Heat Pump CAC Savings - Zone 1 | 30 | 444.3405 | 0 | 0 | 0 | ResCACZ1 | 0.17 | 0 | 478.2214 | 0 | 0.32113 |  |  | 0 | 0 | 0 | 0 | 0 | 0 | 0 | 0 | 0 | 0 | 0 | 0 | 0 | 0 | 417.6236 | 0 | 52.4411 | 470.0646 | 0 | 9999 | 111.0586 | 0 | 0 | 581.1232 | 0 | 9999
SGC Manufactured Home Convert FAF w/CAC to Energy Star Geothermal Heat Pump w/PTCS Specifications - Zone 2 Heat - Zone 1 Cool | SGC Manufactured Home Energy Star Geothermal Heat Pump DHW Savings | 30 | 1200 | 600 | 0 | 0 | ResDHW | 0.286 | 0.317 | 1291.5 | 0.16341 | 0.51549 |  |  | 599.9997 | 0 | 0 | 0 | 0 | 0 | 599.9997 | 0 | 599.9997 | 0 | 0 | 26.8665 | 0 | 26.8665 | 808.2036 | 8.4772 | 98.7777 | 915.1324 | 599.9997 | 1.5252 | 178.279 | 0 | 0 | 1093.4115 | 599.9997 | 1.8224
SGC Manufactured Home Convert FAF w/CAC to Energy Star Geothermal Heat Pump w/PTCS Specifications - Zone 3 Heat - Zone 1 Cool | SGC Manufactured Home Convert FAF w/CAC to Energy Star Geothermal Heat Pump w/PTCS Specifications - Heating Zone 3 | 30 | 6826.3504 | 7785 | 25 | 153.5918 | ResSHNEW | 0.178 | 0.366 | 7346.8596 | 1.7245 | 4.7117 |  |  | 7784.9958 | 0 | 0 | 432.3008 | 0 | 0 | 7784.9958 | 585.8926 | 8370.8884 | 0 | 0 | 61.2788 | 4.6118 | 65.8906 | 3928.6879 | 89.4594 | 558.1531 | 4572.8597 | 7784.9958 | 0.58739 | 1629.4976 | 0 | 0 | 6202.3574 | 8370.8884 | 0.74094
SGC Manufactured Home Convert FAF w/CAC to Energy Star Geothermal Heat Pump w/PTCS Specifications - Zone 3 Heat - Zone 1 Cool | SGC Manufactured Home Energy Star Geothermal Heat Pump CAC Savings - Zone 1 | 30 | 444.3405 | 0 | 0 | 0 | ResCACZ1 | 0.17 | 0 | 478.2214 | 0 | 0.32113 |  |  | 0 | 0 | 0 | 0 | 0 | 0 | 0 | 0 | 0 | 0 | 0 | 0 | 0 | 0 | 417.6236 | 0 | 52.4411 | 470.0646 | 0 | 9999 | 111.0586 | 0 | 0 | 581.1232 | 0 | 9999
SGC Manufactured Home Convert FAF w/CAC to Energy Star Geothermal Heat Pump w/PTCS Specifications - Zone 3 Heat - Zone 1 Cool | SGC Manufactured Home Energy Star Geothermal Heat Pump DHW Savings | 30 | 1200 | 600 | 0 | 0 | ResDHW | 0.286 | 0.317 | 1291.5 | 0.16341 | 0.51549 |  |  | 599.9997 | 0 | 0 | 0 | 0 | 0 | 599.9997 | 0 | 599.9997 | 0 | 0 | 26.8665 | 0 | 26.8665 | 808.2036 | 8.4772 | 98.7777 | 915.1324 | 599.9997 | 1.5252 | 178.279 | 0 | 0 | 1093.4115 | 599.9997 | 1.8224
SGC Manufactured Home Convert FAF w/CAC to Energy Star Geothermal Heat Pump w/PTCS Specifications - Zone 3 Heat - Zone 2 Cool | SGC Manufactured Home Convert FAF w/CAC to Energy Star Geothermal Heat Pump w/PTCS Specifications - Heating Zone 3 | 30 | 6826.3504 | 7785 | 25 | 153.5918 | ResSHNEW | 0.178 | 0.366 | 7346.8596 | 1.7245 | 4.7117 |  |  | 7784.9958 | 0 | 0 | 432.3008 | 0 | 0 | 7784.9958 | 585.8926 | 8370.8884 | 0 | 0 | 61.2788 | 4.6118 | 65.8906 | 3928.6879 | 89.4594 | 558.1531 | 4572.8597 | 7784.9958 | 0.58739 | 1629.4976 | 0 | 0 | 6202.3574 | 8370.8884 | 0.74094
SGC Manufactured Home Convert FAF w/CAC to Energy Star Geothermal Heat Pump w/PTCS Specifications - Zone 3 Heat - Zone 2 Cool | SGC Manufactured Home Energy Star Geothermal Heat Pump CAC Savings - Zone 2 | 30 | 941.0336 | 0 | 0 | 0 | ResCACZ2 | 0.17 | 0 | 1012.7874 | 0 | 0.68009 |  |  | 0 | 0 | 0 | 0 | 0 | 0 | 0 | 0 | 0 | 0 | 0 | 0 | 0 | 0 | 940.8839 | 0 | 116.704 | 1057.5879 | 0 | 9999 | 235.2022 | 0 | 0 | 1292.7902 | 0 | 9999
SGC Manufactured Home Convert FAF w/CAC to Energy Star Geothermal Heat Pump w/PTCS Specifications - Zone 3 Heat - Zone 2 Cool | SGC Manufactured Home Energy Star Geothermal Heat Pump DHW Savings | 30 | 1200 | 600 | 0 | 0 | ResDHW | 0.286 | 0.317 | 1291.5 | 0.16341 | 0.51549 |  |  | 599.9997 | 0 | 0 | 0 | 0 | 0 | 599.9997 | 0 | 599.9997 | 0 | 0 | 26.8665 | 0 | 26.8665 | 808.2036 | 8.4772 | 98.7777 | 915.1324 | 599.9997 | 1.5252 | 178.279 | 0 | 0 | 1093.4115 | 599.9997 | 1.8224
SGC Manufactured Home Convert Air Source Heat Pump to Energy Star Geothermal Heat Pump w/PTCS Specifications - Zone 1 Heat - Zone 1 Cool | SGC Manufactured Home Convert Air Source Heat Pump to Energy Star Geothermal Heat Pump w/PTCS Specifications - Heating Zone 1 | 30 | 1189.0133 | 7785 | 25 | 153.5918 | ResSHNEW | 0.178 | 0.366 | 1279.6756 | 0.30037 | 0.82068 |  |  | 7784.9958 | 0 | 0 | 432.3008 | 0 | 0 | 7784.9958 | 585.8926 | 8370.8884 | 0 | 0 | 351.8134 | 26.4772 | 378.2906 | 684.2986 | 15.582 | 97.2191 | 796.5004 | 7784.9958 | 0.10231 | 283.8257 | 0 | 0 | 1080.3262 | 8370.8884 | 0.12906
SGC Manufactured Home Convert Air Source Heat Pump to Energy Star Geothermal Heat Pump w/PTCS Specifications - Zone 1 Heat - Zone 1 Cool | SGC Manufactured Home Energy Star Geothermal Heat Pump CAC Savings - Zone 1 | 30 | 444.3405 | 0 |  | 0 | ResCACZ1 | 0.17 | 0 | 478.2214 | 0 | 0.32113 |  |  | 0 | 0 | 0 | 0 | 0 | 0 | 0 | 0 | 0 | 0 | 0 | 0 | 0 | 0 | 417.6236 | 0 | 52.4411 | 470.0646 | 0 | 9999 | 111.0586 | 0 | 0 | 581.1232 | 0 | 9999
SGC Manufactured Home Convert Air Source Heat Pump to Energy Star Geothermal Heat Pump w/PTCS Specifications - Zone 1 Heat - Zone 1 Cool | SGC Manufactured Home Energy Star Geothermal Heat Pump DHW Savings | 30 | 1200 | 600 |  | 0 | ResDHW | 0.286 | 0.317 | 1291.5 | 0.16341 | 0.51549 |  |  | 599.9997 | 0 | 0 | 0 | 0 | 0 | 599.9997 | 0 | 599.9997 | 0 | 0 | 26.8665 | 0 | 26.8665 | 808.2036 | 8.4772 | 98.7777 | 915.1324 | 599.9997 | 1.5252 | 178.279 | 0 | 0 | 1093.4115 | 599.9997 | 1.8224
SGC Manufactured Home Convert Air Source Heat Pump to Energy Star Geothermal Heat Pump w/PTCS Specifications - Zone 2 Heat - Zone 2 Cool | SGC Manufactured Home Convert Air Source Heat Pump to Energy Star Geothermal Heat Pump w/PTCS Specifications - Heating Zone 2 | 30 | 1754.4293 | 7785 | 25 | 153.5918 | ResSHNEW | 0.178 | 0.366 | 1888.2045 | 0.44321 | 1.2109 |  |  | 7784.9958 | 0 | 0 | 432.3008 | 0 | 0 | 7784.9958 | 585.8926 | 8370.8884 | 0 | 0 | 238.4313 | 17.9442 | 256.3755 | 1009.7057 | 22.9918 | 143.45 | 1175.2633 | 7784.9958 | 0.15097 | 418.7945 | 0 | 0 | 1594.0577 | 8370.8884 | 0.19043
SGC Manufactured Home Convert Air Source Heat Pump to Energy Star Geothermal Heat Pump w/PTCS Specifications - Zone 2 Heat - Zone 2 Cool | SGC Manufactured Home Energy Star Geothermal Heat Pump CAC Savings - Zone 2 | 30 | 941.0336 | 0 |  | 0 | ResCACZ2 | 0.17 | 0 | 1012.7874 | 0 | 0.68009 |  |  | 0 | 0 | 0 | 0 | 0 | 0 | 0 | 0 | 0 | 0 | 0 | 0 | 0 | 0 | 940.8839 | 0 | 116.704 | 1057.5879 | 0 | 9999 | 235.2022 | 0 | 0 | 1292.7902 | 0 | 9999
SGC Manufactured Home Convert Air Source Heat Pump to Energy Star Geothermal Heat Pump w/PTCS Specifications - Zone 2 Heat - Zone 2 Cool | SGC Manufactured Home Energy Star Geothermal Heat Pump DHW Savings | 30 | 1200 | 600 |  | 0 | ResDHW | 0.286 | 0.317 | 1291.5 | 0.16341 | 0.51549 |  |  | 599.9997 | 0 | 0 | 0 | 0 | 0 | 599.9997 | 0 | 599.9997 | 0 | 0 | 26.8665 | 0 | 26.8665 | 808.2036 | 8.4772 | 98.7777 | 915.1324 | 599.9997 | 1.5252 | 178.279 | 0 | 0 | 1093.4115 | 599.9997 | 1.8224
SGC Manufactured Home Convert Air Source Heat Pump to Energy Star Geothermal Heat Pump w/PTCS Specifications - Zone 3 Heat - Zone 3 Cool | SGC Manufactured Home Convert Air Source Heat Pump to Energy Star Geothermal Heat Pump w/PTCS Specifications - Heating Zone 3 | 30 | 2127.7691 | 7785 | 25 | 153.5918 | ResSHNEW | 0.178 | 0.366 | 2290.0115 | 0.53752 | 1.4686 |  |  | 7784.9958 | 0 | 0 | 432.3008 | 0 | 0 | 7784.9958 | 585.8926 | 8370.8884 | 0 | 0 | 196.596 | 14.7957 | 211.3916 | 1224.5695 | 27.8844 | 173.976 | 1425.3575 | 7784.9958 | 0.18309 | 507.9133 | 0 | 0 | 1933.2708 | 8370.8884 | 0.23095
SGC Manufactured Home Convert Air Source Heat Pump to Energy Star Geothermal Heat Pump w/PTCS Specifications - Zone 3 Heat - Zone 3 Cool | SGC Manufactured Home Energy Star Geothermal Heat Pump CAC Savings - Zone 3 | 30 | 1996.3066 | 0 |  | 0 | ResCACZ3 | 0.17 | 0 | 2148.525 | 0 | 1.4427 |  |  | 0 | 0 | 0 | 0 | 0 | 0 | 0 | 0 | 0 | 0 | 0 | 0 | 0 | 0 | 2322.7405 | 0 | 280.2507 | 2602.9913 | 0 | 9999 | 498.9574 | 0 | 0 | 3101.9487 | 0 | 9999
SGC Manufactured Home Convert Air Source Heat Pump to Energy Star Geothermal Heat Pump w/PTCS Specifications - Zone 3 Heat - Zone 3 Cool | SGC Manufactured Home Energy Star Geothermal Heat Pump DHW Savings | 30 | 1200 | 600 |  | 0 | ResDHW | 0.286 | 0.317 | 1291.5 | 0.16341 | 0.51549 |  |  | 599.9997 | 0 | 0 | 0 | 0 | 0 | 599.9997 | 0 | 599.9997 | 0 | 0 | 26.8665 | 0 | 26.8665 | 808.2036 | 8.4772 | 98.7777 | 915.1324 | 599.9997 | 1.5252 | 178.279 | 0 | 0 | 1093.4115 | 599.9997 | 1.8224
SGC Manufactured Home Convert Air Source Heat Pump to Energy Star Geothermal Heat Pump w/PTCS Specifications - Zone 1 Heat - Zone 2 Cool | SGC Manufactured Home Convert Air Source Heat Pump to Energy Star Geothermal Heat Pump w/PTCS Specifications - Heating Zone 1 | 30 | 1189.0133 | 7785 | 25 | 153.5918 | ResSHNEW | 0.178 | 0.366 | 1279.6756 | 0.30037 | 0.82068 |  |  | 7784.9958 | 0 | 0 | 432.3008 | 0 | 0 | 7784.9958 | 585.8926 | 8370.8884 | 0 | 0 | 351.8134 | 26.4772 | 378.2906 | 684.2986 | 15.582 | 97.2191 | 796.5004 | 7784.9958 | 0.10231 | 283.8257 | 0 | 0 | 1080.3262 | 8370.8884 | 0.12906
SGC Manufactured Home Convert Air Source Heat Pump to Energy Star Geothermal Heat Pump w/PTCS Specifications - Zone 1 Heat - Zone 2 Cool | SGC Manufactured Home Energy Star Geothermal Heat Pump CAC Savings - Zone 2 | 30 | 941.0336 | 0 | 0 | 0 | ResCACZ2 | 0.17 | 0 | 1012.7874 | 0 | 0.68009 |  |  | 0 | 0 | 0 | 0 | 0 | 0 | 0 | 0 | 0 | 0 | 0 | 0 | 0 | 0 | 940.8839 | 0 | 116.704 | 1057.5879 | 0 | 9999 | 235.2022 | 0 | 0 | 1292.7902 | 0 | 9999
SGC Manufactured Home Convert Air Source Heat Pump to Energy Star Geothermal Heat Pump w/PTCS Specifications - Zone 1 Heat - Zone 2 Cool | SGC Manufactured Home Energy Star Geothermal Heat Pump DHW Savings | 30 | 1200 | 600 | 0 | 0 | ResDHW | 0.286 | 0.317 | 1291.5 | 0.16341 | 0.51549 |  |  | 599.9997 | 0 | 0 | 0 | 0 | 0 | 599.9997 | 0 | 599.9997 | 0 | 0 | 26.8665 | 0 | 26.8665 | 808.2036 | 8.4772 | 98.7777 | 915.1324 | 599.9997 | 1.5252 | 178.279 | 0 | 0 | 1093.4115 | 599.9997 | 1.8224
SGC Manufactured Home Convert Air Source Heat Pump to Energy Star Geothermal Heat Pump w/PTCS Specifications - Zone 1 Heat - Zone 3 Cool | SGC Manufactured Home Convert Air Source Heat Pump to Energy Star Geothermal Heat Pump w/PTCS Specifications - Heating Zone 1 | 30 | 1189.0133 | 7785 | 25 | 153.5918 | ResSHNEW | 0.178 | 0.366 | 1279.6756 | 0.30037 | 0.82068 |  |  | 7784.9958 | 0 | 0 | 432.3008 | 0 | 0 | 7784.9958 | 585.8926 | 8370.8884 | 0 | 0 | 351.8134 | 26.4772 | 378.2906 | 684.2986 | 15.582 | 97.2191 | 796.5004 | 7784.9958 | 0.10231 | 283.8257 | 0 | 0 | 1080.3262 | 8370.8884 | 0.12906
SGC Manufactured Home Convert Air Source Heat Pump to Energy Star Geothermal Heat Pump w/PTCS Specifications - Zone 1 Heat - Zone 3 Cool | SGC Manufactured Home Energy Star Geothermal Heat Pump CAC Savings - Zone 3 | 30 | 1996.3066 | 0 | 0 | 0 | ResCACZ3 | 0.17 | 0 | 2148.525 | 0 | 1.4427 |  |  | 0 | 0 | 0 | 0 | 0 | 0 | 0 | 0 | 0 | 0 | 0 | 0 | 0 | 0 | 2322.7405 | 0 | 280.2507 | 2602.9913 | 0 | 9999 | 498.9574 | 0 | 0 | 3101.9487 | 0 | 9999
SGC Manufactured Home Convert Air Source Heat Pump to Energy Star Geothermal Heat Pump w/PTCS Specifications - Zone 1 Heat - Zone 3 Cool | SGC Manufactured Home Energy Star Geothermal Heat Pump DHW Savings | 30 | 1200 | 600 | 0 | 0 | ResDHW | 0.286 | 0.317 | 1291.5 | 0.16341 | 0.51549 |  |  | 599.9997 | 0 | 0 | 0 | 0 | 0 | 599.9997 | 0 | 599.9997 | 0 | 0 | 26.8665 | 0 | 26.8665 | 808.2036 | 8.4772 | 98.7777 | 915.1324 | 599.9997 | 1.5252 | 178.279 | 0 | 0 | 1093.4115 | 599.9997 | 1.8224
SGC Manufactured Home Convert Air Source Heat Pump to Energy Star Geothermal Heat Pump w/PTCS Specifications - Zone 2 Heat - Zone 3 Cool | SGC Manufactured Home Convert Air Source Heat Pump to Energy Star Geothermal Heat Pump w/PTCS Specifications - Heating Zone 2 | 30 | 1754.4293 | 7785 | 25 | 153.5918 | ResSHNEW | 0.178 | 0.366 | 1888.2045 | 0.44321 | 1.2109 |  |  | 7784.9958 | 0 | 0 | 432.3008 | 0 | 0 | 7784.9958 | 585.8926 | 8370.8884 | 0 | 0 | 238.4313 | 17.9442 | 256.3755 | 1009.7057 | 22.9918 | 143.45 | 1175.2633 | 7784.9958 | 0.15097 | 418.7945 | 0 | 0 | 1594.0577 | 8370.8884 | 0.19043
SGC Manufactured Home Convert Air Source Heat Pump to Energy Star Geothermal Heat Pump w/PTCS Specifications - Zone 2 Heat - Zone 3 Cool | SGC Manufactured Home Energy Star Geothermal Heat Pump CAC Savings - Zone 3 | 30 | 1996.3066 | 0 | 0 | 0 | ResCACZ3 | 0.17 | 0 | 2148.525 | 0 | 1.4427 |  |  | 0 | 0 | 0 | 0 | 0 | 0 | 0 | 0 | 0 | 0 | 0 | 0 | 0 | 0 | 2322.7405 | 0 | 280.2507 | 2602.9913 | 0 | 9999 | 498.9574 | 0 | 0 | 3101.9487 | 0 | 9999
SGC Manufactured Home Convert Air Source Heat Pump to Energy Star Geothermal Heat Pump w/PTCS Specifications - Zone 2 Heat - Zone 3 Cool | SGC Manufactured Home Energy Star Geothermal Heat Pump DHW Savings | 30 | 1200 | 600 | 0 | 0 | ResDHW | 0.286 | 0.317 | 1291.5 | 0.16341 | 0.51549 |  |  | 599.9997 | 0 | 0 | 0 | 0 | 0 | 599.9997 | 0 | 599.9997 | 0 | 0 | 26.8665 | 0 | 26.8665 | 808.2036 | 8.4772 | 98.7777 | 915.1324 | 599.9997 | 1.5252 | 178.279 | 0 | 0 | 1093.4115 | 599.9997 | 1.8224
SGC Manufactured Home Convert Air Source Heat Pump to Energy Star Geothermal Heat Pump w/PTCS Specifications - Zone 2 Heat - Zone 1 Cool | SGC Manufactured Home Convert Air Source Heat Pump to Energy Star Geothermal Heat Pump w/PTCS Specifications - Heating Zone 2 | 30 | 1754.4293 | 7785 | 25 | 153.5918 | ResSHNEW | 0.178 | 0.366 | 1888.2045 | 0.44321 | 1.2109 |  |  | 7784.9958 | 0 | 0 | 432.3008 | 0 | 0 | 7784.9958 | 585.8926 | 8370.8884 | 0 | 0 | 238.4313 | 17.9442 | 256.3755 | 1009.7057 | 22.9918 | 143.45 | 1175.2633 | 7784.9958 | 0.15097 | 418.7945 | 0 | 0 | 1594.0577 | 8370.8884 | 0.19043
SGC Manufactured Home Convert Air Source Heat Pump to Energy Star Geothermal Heat Pump w/PTCS Specifications - Zone 2 Heat - Zone 1 Cool | SGC Manufactured Home Energy Star Geothermal Heat Pump CAC Savings - Zone 1 | 30 | 444.3405 | 0 | 0 | 0 | ResCACZ1 | 0.17 | 0 | 478.2214 | 0 | 0.32113 |  |  | 0 | 0 | 0 | 0 | 0 | 0 | 0 | 0 | 0 | 0 | 0 | 0 | 0 | 0 | 417.6236 | 0 | 52.4411 | 470.0646 | 0 | 9999 | 111.0586 | 0 | 0 | 581.1232 | 0 | 9999
SGC Manufactured Home Convert Air Source Heat Pump to Energy Star Geothermal Heat Pump w/PTCS Specifications - Zone 2 Heat - Zone 1 Cool | SGC Manufactured Home Energy Star Geothermal Heat Pump DHW Savings | 30 | 1200 | 600 | 0 | 0 | ResDHW | 0.286 | 0.317 | 1291.5 | 0.16341 | 0.51549 |  |  | 599.9997 | 0 | 0 | 0 | 0 | 0 | 599.9997 | 0 | 599.9997 | 0 | 0 | 26.8665 | 0 | 26.8665 | 808.2036 | 8.4772 | 98.7777 | 915.1324 | 599.9997 | 1.5252 | 178.279 | 0 | 0 | 1093.4115 | 599.9997 | 1.8224
SGC Manufactured Home Convert Air Source Heat Pump to Energy Star Geothermal Heat Pump w/PTCS Specifications - Zone 3 Heat - Zone 1 Cool | SGC Manufactured Home Convert Air Source Heat Pump to Energy Star Geothermal Heat Pump w/PTCS Specifications - Heating Zone 3 | 30 | 2127.7691 | 7785 | 25 | 153.5918 | ResSHNEW | 0.178 | 0.366 | 2290.0115 | 0.53752 | 1.4686 |  |  | 7784.9958 | 0 | 0 | 432.3008 | 0 | 0 | 7784.9958 | 585.8926 | 8370.8884 | 0 | 0 | 196.596 | 14.7957 | 211.3916 | 1224.5695 | 27.8844 | 173.976 | 1425.3575 | 7784.9958 | 0.18309 | 507.9133 | 0 | 0 | 1933.2708 | 8370.8884 | 0.23095
SGC Manufactured Home Convert Air Source Heat Pump to Energy Star Geothermal Heat Pump w/PTCS Specifications - Zone 3 Heat - Zone 1 Cool | SGC Manufactured Home Energy Star Geothermal Heat Pump CAC Savings - Zone 1 | 30 | 444.3405 | 0 | 0 | 0 | ResCACZ1 | 0.17 | 0 | 478.2214 | 0 | 0.32113 |  |  | 0 | 0 | 0 | 0 | 0 | 0 | 0 | 0 | 0 | 0 | 0 | 0 | 0 | 0 | 417.6236 | 0 | 52.4411 | 470.0646 | 0 | 9999 | 111.0586 | 0 | 0 | 581.1232 | 0 | 9999
SGC Manufactured Home Convert Air Source Heat Pump to Energy Star Geothermal Heat Pump w/PTCS Specifications - Zone 3 Heat - Zone 1 Cool | SGC Manufactured Home Energy Star Geothermal Heat Pump DHW Savings | 30 | 1200 | 600 | 0 | 0 | ResDHW | 0.286 | 0.317 | 1291.5 | 0.16341 | 0.51549 |  |  | 599.9997 | 0 | 0 | 0 | 0 | 0 | 599.9997 | 0 | 599.9997 | 0 | 0 | 26.8665 | 0 | 26.8665 | 808.2036 | 8.4772 | 98.7777 | 915.1324 | 599.9997 | 1.5252 | 178.279 | 0 | 0 | 1093.4115 | 599.9997 | 1.8224
SGC Manufactured Home Convert Air Source Heat Pump to Energy Star Geothermal Heat Pump w/PTCS Specifications - Zone 3 Heat - Zone 2 Cool | SGC Manufactured Home Convert Air Source Heat Pump to Energy Star Geothermal Heat Pump w/PTCS Specifications - Heating Zone 3 | 30 | 2127.7691 | 7785 | 25 | 153.5918 | ResSHNEW | 0.178 | 0.366 | 2290.0115 | 0.53752 | 1.4686 |  |  | 7784.9958 | 0 | 0 | 432.3008 | 0 | 0 | 7784.9958 | 585.8926 | 8370.8884 | 0 | 0 | 196.596 | 14.7957 | 211.3916 | 1224.5695 | 27.8844 | 173.976 | 1425.3575 | 7784.9958 | 0.18309 | 507.9133 | 0 | 0 | 1933.2708 | 8370.8884 | 0.23095
SGC Manufactured Home Convert Air Source Heat Pump to Energy Star Geothermal Heat Pump w/PTCS Specifications - Zone 3 Heat - Zone 2 Cool | SGC Manufactured Home Energy Star Geothermal Heat Pump CAC Savings - Zone 2 | 30 | 941.0336 | 0 | 0 | 0 | ResCACZ2 | 0.17 | 0 | 1012.7874 | 0 | 0.68009 |  |  | 0 | 0 | 0 | 0 | 0 | 0 | 0 | 0 | 0 | 0 | 0 | 0 | 0 | 0 | 940.8839 | 0 | 116.704 | 1057.5879 | 0 | 9999 | 235.2022 | 0 | 0 | 1292.7902 | 0 | 9999
SGC Manufactured Home Convert Air Source Heat Pump to Energy Star Geothermal Heat Pump w/PTCS Specifications - Zone 3 Heat - Zone 2 Cool | SGC Manufactured Home Energy Star Geothermal Heat Pump DHW Savings | 30 | 1200 | 600 | 0 | 0 | ResDHW | 0.286 | 0.317 | 1291.5 | 0.16341 | 0.51549 |  |  | 599.9997 | 0 | 0 | 0 | 0 | 0 | 599.9997 | 0 | 599.9997 | 0 | 0 | 26.8665 | 0 | 26.8665 | 808.2036 | 8.4772 | 98.7777 | 915.1324 | 599.9997 | 1.5252 | 178.279 | 0 | 0 | 1093.4115 | 599.9997 | 1.8224
Category Totals (2000 $) |  | Savings Weighted Measure Data | [7 empty] | Savings |  |  | PV Costs |  |  |  | Lvl Cst | PV Bulk Power System Benefits | [5 empty] | PV Regional Benefits
| Category | Weighted Measure Life | Site Savings (kWh) | Capital Cost ($/unit) | Annual O&M Cost ($/unit) | Per. Repl. Cost ($/unit) | Load Shape | Weighted Load Factor | Weighted Coinc. Factor | Bulk Energy (kWh) | Bulk Demand (kw) | Local Demand (kW) | PV Capital | PV Annual O&M | PV Period. Repl. | PV Total Costs | Levelized Cost mills/kWh | Energy | Bulk T&D Def. Cap. | Act C-E Credit | Total System Benefit | Total non-Consumer Cost | Bulk System B/C Ratio | Local T&D Def.Cap. | Non-E Value | Exter-nalities | Total Regional Benefit | Total Regional Cost | Total Regional B/C Ratio
| Pre94 NonSGC Manufactured Home Convert FAF w/CAC to Energy Star Geothermal Heat Pump w/PTCS Specifications - Zone 3 Heat - Zone 3 Cool | 30 | 15509.6994 | 7135 | 25 | 153.5918 |  | 0.20878 | 0.32329 | 16692.314 | 2.8744 | 9.2665 | 7134.9962 | 432.3008 | 153.5918 | 7720.8887 | 26.7488 | 10733.3896 | 149.1112 | 1395.8226 | 12272.5883 | 7134.9962 | 1.7201 | 3204.718 | 0 | 0 | 15477.3066 | 7720.8887 | 2.0046
| Pre94 NonSGC Manufactured Home Convert FAF w/CAC to Energy Star Geothermal Heat Pump w/PTCS Specifications - Zone 2 Heat - Zone 3 Cool | 30 | 13530.5309 | 7135 | 25 | 153.5918 |  | 0.2086 | 0.31193 | 14562.2339 | 2.4101 | 8.1086 | 7134.9962 | 432.3008 | 153.5918 | 7720.8887 | 30.6615 | 9582.314 | 125.0241 | 1239.8942 | 10942.4236 | 7134.9962 | 1.5336 | 2804.2678 | 0 | 0 | 13746.6914 | 7720.8887 | 1.7805
| Pre94 NonSGC Manufactured Home Convert FAF w/CAC to Energy Star Geothermal Heat Pump w/PTCS Specifications - Zone 3 Heat - Zone 1 Cool | 30 | 13741.3261 | 7135 | 25 | 153.5918 |  | 0.21377 | 0.3649 | 14789.1022 | 2.8744 | 7.9884 | 7134.9962 | 432.3008 | 153.5918 | 7720.8887 | 30.1911 | 8455.3794 | 149.1112 | 1125.5227 | 9724.2783 | 7134.9962 | 1.3629 | 2762.7305 | 0 | 0 | 12487.0088 | 7720.8887 | 1.6173
| Post93 NonSGC Manufactured Home Convert FAF w/CAC to Energy Star Geothermal Heat Pump w/PTCS Specifications - Zone 3 Heat - Zone 3 Cool | 30 | 14079.2302 | 8385 | 25 | 153.5918 |  | 0.20886 | 0.31749 | 15152.7715 | 2.556 | 8.4194 | 8384.9955 | 432.3008 | 153.5918 | 8970.8887 | 34.2371 | 9858.6149 | 132.5975 | 1278.5906 | 11264.7031 | 8384.9955 | 1.3434 | 2911.7847 | 0 | 0 | 14176.4873 | 8970.8887 | 1.5803
| Pre94 NonSGC Manufactured Home Convert FAF w/CAC to Energy Star Geothermal Heat Pump w/PTCS Specifications - Zone 2 Heat - Zone 2 Cool | 30 | 12528.1174 | 7135 | 25 | 153.5918 |  | 0.21169 | 0.33688 | 13483.3864 | 2.4101 | 7.3841 | 7134.9962 | 432.3008 | 153.5918 | 7720.8887 | 33.1148 | 8129.2594 | 125.0241 | 1070.4979 | 9319.9728 | 7134.9962 | 1.3062 | 2553.7244 | 0 | 0 | 11873.6973 | 7720.8887 | 1.5379
| Pre94 NonSGC Manufactured Home Convert FAF w/CAC to Energy Star Geothermal Heat Pump w/PTCS Specifications - Zone 1 Heat - Zone 3 Cool | 30 | 10659.1081 | 7135 | 25 | 153.5918 |  | 0.20822 | 0.28793 | 11471.8651 | 1.7364 | 6.4286 | 7134.9962 | 432.3008 | 153.5918 | 7720.8887 | 38.9213 | 7912.3073 | 90.078 | 1013.6695 | 9012.5902 | 7134.9962 | 1.2632 | 2223.2852 | 0 | 0 | 11235.875 | 7720.8887 | 1.4553
| Pre94 NonSGC Manufactured Home Convert FAF w/CAC to Energy Star Geothermal Heat Pump w/PTCS Specifications - Zone 2 Heat - Zone 1 Cool | 30 | 11762.1576 | 7135 | 25 | 153.5918 |  | 0.2144 | 0.35882 | 12659.0221 | 2.4101 | 6.8305 | 7134.9962 | 432.3008 | 153.5918 | 7720.8887 | 35.2713 | 7304.3038 | 125.0241 | 969.5943 | 8394.1136 | 7134.9962 | 1.1765 | 2362.2803 | 0 | 0 | 10756.3936 | 7720.8887 | 1.3932
| Pre94 NonSGC Manufactured Home Convert FAF w/CAC to Energy Star Geothermal Heat Pump w/PTCS Specifications - Zone 3 Heat - Zone 2 Cool | 30 | 11762.1576 | 7135 | 25 | 153.5918 |  | 0.2144 | 0.35882 | 12659.0221 | 2.4101 | 6.8305 | 7134.9962 | 432.3008 | 153.5918 | 7720.8887 | 35.2713 | 7304.3038 | 125.0241 | 969.5943 | 8394.1136 | 7134.9962 | 1.1765 | 2362.2803 | 0 | 0 | 10756.3936 | 7720.8887 | 1.3932
| Post93 NonSGC Manufactured Home Convert FAF w/CAC to Energy Star Geothermal Heat Pump w/PTCS Specifications - Zone 2 Heat - Zone 3 Cool | 30 | 12155.9796 | 8385 | 25 | 153.5918 |  | 0.20868 | 0.30428 | 13082.873 | 2.1048 | 7.2942 | 8384.9955 | 432.3008 | 153.5918 | 8970.8887 | 39.6539 | 8740.0609 | 109.191 | 1127.0675 | 9972.1198 | 8384.9955 | 1.1893 | 2522.6482 | 0 | 0 | 12494.7676 | 8970.8887 | 1.3928
| Pre94 NonSGC Manufactured Home Convert FAF w/o CAC to Energy Star Geothermal Heat Pump w/PTCS Specifications - Zone 3 Heat - Zone 1 Cool | 30 | 12410.7955 | 7135 | 25 | 153.5918 |  | 0.21846 | 0.40402 | 13357.1187 | 2.8744 | 7.0269 | 7134.9962 | 432.3008 | 153.5918 | 7720.8887 | 33.4278 | 7204.8497 | 149.1112 | 968.4935 | 8316.7194 | 7134.9962 | 1.1656 | 2430.1772 | 0 | 0 | 10746.8965 | 7720.8887 | 1.3919
| Pre94 NonSGC Manufactured Home Convert FAF w/o CAC to Energy Star Geothermal Heat Pump w/PTCS Specifications - Zone 3 Heat - Zone 2 Cool | 30 | 12136.2785 | 7135 | 25 | 153.5918 |  | 0.21956 | 0.41315 | 13061.6697 | 2.8744 | 6.8285 | 7134.9962 | 432.3008 | 153.5918 | 7720.8887 | 34.184 | 6909.7046 | 149.1112 | 932.3816 | 7985.4624 | 7134.9962 | 1.1192 | 2361.5645 | 0 | 0 | 10347.0273 | 7720.8887 | 1.3401
| Post93 NonSGC Manufactured Home Convert FAF w/CAC to Energy Star Geothermal Heat Pump w/PTCS Specifications - Zone 3 Heat - Zone 2 Cool | 30 | 12696.0789 | 8385 | 25 | 153.5918 |  | 0.2131 | 0.35208 | 13664.1549 | 2.556 | 7.4198 | 8384.9955 | 432.3008 | 153.5918 | 8970.8887 | 37.967 | 8036.9271 | 132.5975 | 1063.1809 | 9227.6056 | 8384.9955 | 1.1005 | 2566.0793 | 0 | 0 | 11793.6846 | 8970.8887 | 1.3147
| Pre94 NonSGC Manufactured Home Convert FAF w/o CAC to Energy Star Geothermal Heat Pump w/PTCS Specifications - Zone 3 Heat - Zone 3 Cool | 30 | 11761.9417 | 7135 | 25 | 153.5918 |  | 0.22113 | 0.4263 | 12658.7898 | 2.8744 | 6.5579 | 7134.9962 | 432.3008 | 153.5918 | 7720.8887 | 35.2719 | 6372.8025 | 149.1112 | 869.6951 | 7385.8737 | 7134.9962 | 1.0352 | 2268.0027 | 0 | 0 | 9653.876 | 7720.8887 | 1.2504
| Pre94 NonSGC Manufactured Home Convert FAF w/CAC to Energy Star Geothermal Heat Pump w/PTCS Specifications - Zone 1 Heat - Zone 2 Cool | 30 | 9656.6945 | 7135 | 25 | 153.5918 |  | 0.21219 | 0.31782 | 10393.0175 | 1.7364 | 5.7042 | 7134.9962 | 432.3008 | 153.5918 | 7720.8887 | 42.9615 | 6459.2527 | 90.078 | 844.2733 | 7390.1395 | 7134.9962 | 1.0358 | 1972.7417 | 0 | 0 | 9362.8809 | 7720.8887 | 1.2127
| Post93 NonSGC Manufactured Home Convert FAF w/CAC to Energy Star Geothermal Heat Pump w/PTCS Specifications - Zone 3 Heat - Zone 1 Cool | 30 | 12047.5971 | 8385 | 25 | 153.5918 |  | 0.21542 | 0.37103 | 12966.2264 | 2.556 | 6.9512 | 8384.9955 | 432.3008 | 153.5918 | 8970.8887 | 40.0107 | 7349.6308 | 132.5975 | 978.8665 | 8455.9948 | 8384.9955 | 1.0085 | 2403.9976 | 0 | 0 | 10859.9922 | 8970.8887 | 1.2106
| Pre94 NonSGC Manufactured Home Convert FAF w/o CAC to Energy Star Geothermal Heat Pump w/PTCS Specifications - Zone 2 Heat - Zone 1 Cool | 30 | 10431.6271 | 7135 | 25 | 153.5918 |  | 0.22006 | 0.40459 | 11227.0386 | 2.4101 | 5.869 | 7134.9962 | 432.3008 | 153.5918 | 7720.8887 | 39.77 | 6053.7742 | 125.0241 | 812.5651 | 6986.5547 | 7134.9962 | 0.9792 | 2029.7271 | 0 | 0 | 9016.2822 | 7720.8887 | 1.1678
| SGC Manufactured Home Convert FAF w/CAC to Energy Star Geothermal Heat Pump w/PTCS Specifications - Zone 3 Heat - Zone 3 Cool | 30 | 10022.657 | 8385 | 25 | 153.5918 |  | 0.18934 | 0.28723 | 10786.8846 | 1.8879 | 6.6699 | 8384.9955 | 432.3008 | 153.5918 | 8970.8887 | 48.0943 | 7059.6321 | 97.9366 | 937.1816 | 8090.9834 | 8384.9955 | 0.96494 | 2306.7339 | 0 | 0 | 10397.7168 | 8970.8887 | 1.1591
| Post93 NonSGC Manufactured Home Convert FAF w/CAC to Energy Star Geothermal Heat Pump w/PTCS Specifications - Zone 1 Heat - Zone 3 Cool | 30 | 9507.366 | 8385 | 25 | 153.5918 |  | 0.20831 | 0.27734 | 10232.3027 | 1.4835 | 5.7447 | 8384.9955 | 432.3008 | 153.5918 | 8970.8887 | 50.7009 | 7199.6391 | 76.9565 | 918.397 | 8192.0327 | 8384.9955 | 0.97699 | 1986.7473 | 0 | 0 | 10178.7803 | 8970.8887 | 1.1346
| Post93 NonSGC Manufactured Home Convert FAF w/CAC to Energy Star Geothermal Heat Pump w/PTCS Specifications - Zone 2 Heat - Zone 2 Cool | 30 | 10772.8283 | 8385 | 25 | 153.5918 |  | 0.21365 | 0.34335 | 11594.2564 | 2.1048 | 6.2946 | 8384.9955 | 432.3008 | 153.5918 | 8970.8887 | 44.7452 | 6918.3732 | 109.191 | 911.6579 | 7935.0223 | 8384.9955 | 0.94634 | 2176.9429 | 0 | 0 | 10111.9648 | 8970.8887 | 1.1272
| Pre94 NonSGC Manufactured Home Convert FAF w/o CAC to Energy Star Geothermal Heat Pump w/PTCS Specifications - Zone 2 Heat - Zone 2 Cool | 30 | 10157.11 | 7135 | 25 | 153.5918 |  | 0.22142 | 0.41552 | 10931.5897 | 2.4101 | 5.6706 | 7134.9962 | 432.3008 | 153.5918 | 7720.8887 | 40.8449 | 5758.6291 | 125.0241 | 776.4531 | 6655.2977 | 7134.9962 | 0.93277 | 1961.1143 | 0 | 0 | 8616.4121 | 7720.8887 | 1.116
| Pre94 NonSGC Manufactured Home Convert Air Source Heat Pump to Energy Star Geothermal Heat Pump w/PTCS Specifications - Zone 3 Heat - Zone 3 Cool | 30 | 7556.0362 | 7135 | 25 | 153.5918 |  | 0.20749 | 0.24149 | 8132.1839 | 1.0084 | 4.6132 | 7134.9962 | 432.3008 | 153.5918 | 7720.8887 | 54.9053 | 6107.5745 | 52.3127 | 769.1946 | 6927.0697 | 7134.9962 | 0.97086 | 1595.4327 | 0 | 0 | 8522.5029 | 7720.8887 | 1.1038
| Post93 NonSGC Manufactured Home Convert FAF w/o CAC to Energy Star Geothermal Heat Pump w/PTCS Specifications - Zone 3 Heat - Zone 1 Cool | 30 | 11171.5218 | 8385 | 25 | 153.5918 |  | 0.21898 | 0.40013 | 12023.3503 | 2.556 | 6.318 | 8384.9955 | 432.3008 | 153.5918 | 8970.8887 | 43.1483 | 6526.2312 | 132.5975 | 875.472 | 7529.2009 | 8384.9955 | 0.89794 | 2185.031 | 0 | 0 | 9714.2314 | 8970.8887 | 1.0829
| Pre94 NonSGC Manufactured Home Convert FAF w/CAC to Energy Star Geothermal Heat Pump w/PTCS Specifications - Zone 1 Heat - Zone 1 Cool | 30 | 8890.7347 | 7135 | 25 | 153.5918 |  | 0.21582 | 0.3452 | 9568.6533 | 1.7364 | 5.1506 | 7134.9962 | 432.3008 | 153.5918 | 7720.8887 | 46.6628 | 5634.2971 | 90.078 | 743.3697 | 6464.2802 | 7134.9962 | 0.906 | 1781.2976 | 0 | 0 | 8245.5781 | 7720.8887 | 1.068
| Post93 NonSGC Manufactured Home Convert FAF w/o CAC to Energy Star Geothermal Heat Pump w/PTCS Specifications - Zone 3 Heat - Zone 2 Cool | 30 | 10939.7619 | 8385 | 25 | 153.5918 |  | 0.22001 | 0.40861 | 11773.9187 | 2.556 | 6.1505 | 8384.9955 | 432.3008 | 153.5918 | 8970.8887 | 44.0624 | 6280.8894 | 132.5975 | 845.368 | 7253.7551 | 8384.9955 | 0.86509 | 2127.105 | 0 | 0 | 9380.8604 | 8970.8887 | 1.0457
| SGC Manufactured Home Convert FAF w/CAC to Energy Star Geothermal Heat Pump w/PTCS Specifications - Zone 2 Heat - Zone 3 Cool | 30 | 8811.9652 | 8385 | 25 | 153.5918 |  | 0.19089 | 0.27641 | 9483.8775 | 1.582 | 5.8343 | 8384.9955 | 432.3008 | 153.5918 | 8970.8887 | 54.702 | 6362.857 | 82.0704 | 838.1899 | 7279.9609 | 8384.9955 | 0.86821 | 2017.7336 | 0 | 0 | 9297.6943 | 8970.8887 | 1.0364
| Pre94 NonSGC Manufactured Home Convert Air Source Heat Pump to Energy Star Geothermal Heat Pump w/PTCS Specifications - Zone 2 Heat - Zone 3 Cool | 30 | 6946.2354 | 7135 | 25 | 153.5918 |  | 0.20727 | 0.22749 | 7475.8859 | 0.86536 | 4.2564 | 7134.9962 | 432.3008 | 153.5918 | 7720.8887 | 59.7253 | 5752.9171 | 44.8913 | 721.1515 | 6517.2332 | 7134.9962 | 0.91342 | 1472.0502 | 0 | 0 | 7989.2832 | 7720.8887 | 1.0348
| Pre94 NonSGC Manufactured Home Convert FAF w/o CAC to Energy Star Geothermal Heat Pump w/PTCS Specifications - Zone 2 Heat - Zone 3 Cool | 30 | 9782.7732 | 7135 | 25 | 153.5918 |  | 0.22339 | 0.43142 | 10528.7097 | 2.4101 | 5.4 | 7134.9962 | 432.3008 | 153.5918 | 7720.8887 | 42.4078 | 5221.727 | 125.0241 | 713.7666 | 6055.7091 | 7134.9962 | 0.84873 | 1867.5524 | 0 | 0 | 7923.2612 | 7720.8887 | 1.0262
| Post93 NonSGC Manufactured Home Convert FAF w/CAC to Energy Star Geothermal Heat Pump w/PTCS Specifications - Zone 2 Heat - Zone 1 Cool | 30 | 10124.3465 | 8385 | 25 | 153.5918 |  | 0.21644 | 0.36534 | 10896.3279 | 2.1048 | 5.826 | 8384.9955 | 432.3008 | 153.5918 | 8970.8887 | 47.6112 | 6231.0768 | 109.191 | 827.3435 | 7163.4115 | 8384.9955 | 0.85431 | 2014.8613 | 0 | 0 | 9178.2725 | 8970.8887 | 1.0231
| SGC Manufactured Home Convert FAF w/CAC to Energy Star Geothermal Heat Pump w/PTCS Specifications - Zone 3 Heat - Zone 2 Cool | 30 | 8967.384 | 8385 | 25 | 153.5918 |  | 0.19161 | 0.32104 | 9651.147 | 1.8879 | 5.9073 | 8384.9955 | 432.3008 | 153.5918 | 8970.8887 | 53.754 | 5677.7754 | 97.9366 | 773.6348 | 6545.58 | 8384.9955 | 0.78063 | 2042.9788 | 0 | 0 | 8588.5586 | 8970.8887 | 0.95738
| Post93 NonSGC Manufactured Home Convert FAF w/o CAC to Energy Star Geothermal Heat Pump w/PTCS Specifications - Zone 3 Heat - Zone 3 Cool | 30 | 10431.6014 | 8385 | 25 | 153.5918 |  | 0.22245 | 0.42851 | 11227.011 | 2.556 | 5.7833 | 8384.9955 | 432.3008 | 153.5918 | 8970.8887 | 46.2089 | 5614.5298 | 132.5975 | 766.5197 | 6508.547 | 8384.9955 | 0.77621 | 2000.0953 | 0 | 0 | 8508.6426 | 8970.8887 | 0.94847
| Pre94 NonSGC Manufactured Home Convert Air Source Heat Pump to Energy Star Geothermal Heat Pump w/PTCS Specifications - Zone 1 Heat - Zone 3 Cool | 30 | 6148.7443 | 7135 | 25 | 153.5918 |  | 0.20692 | 0.20499 | 6617.5861 | 0.67826 | 3.7899 | 7134.9962 | 432.3008 | 153.5918 | 7720.8887 | 67.4717 | 5289.0998 | 35.1855 | 658.3213 | 5981.2534 | 7134.9962 | 0.8383 | 1310.6918 | 0 | 0 | 7291.9453 | 7720.8887 | 0.94444
| Post93 NonSGC Manufactured Home Convert Air Source Heat Pump to Energy Star Geothermal Heat Pump w/PTCS Specifications - Zone 3 Heat - Zone 3 Cool | 30 | 7059.5121 | 8385 | 25 | 153.5918 |  | 0.20773 | 0.23446 | 7597.7998 | 0.90919 | 4.3126 | 8384.9955 | 432.3008 | 153.5918 | 8970.8887 | 68.2813 | 5775.9782 | 47.1654 | 725.5432 | 6546.8727 | 8384.9955 | 0.78078 | 1491.4668 | 0 | 0 | 8038.3394 | 8970.8887 | 0.89605
| Post93 NonSGC Manufactured Home Convert FAF w/o CAC to Energy Star Geothermal Heat Pump w/PTCS Specifications - Zone 2 Heat - Zone 1 Cool | 30 | 9248.2711 | 8385 | 25 | 153.5918 |  | 0.22084 | 0.39995 | 9953.4518 | 2.1048 | 5.1928 | 8384.9955 | 432.3008 | 153.5918 | 8970.8887 | 52.1214 | 5407.6772 | 109.191 | 723.949 | 6236.6176 | 8384.9955 | 0.74378 | 1795.8948 | 0 | 0 | 8032.5122 | 8970.8887 | 0.8954
| SGC Manufactured Home Convert FAF w/CAC to Energy Star Geothermal Heat Pump w/PTCS Specifications - Zone 3 Heat - Zone 1 Cool | 30 | 8470.6909 | 8385 | 25 | 153.5918 |  | 0.19288 | 0.33986 | 9116.581 | 1.8879 | 5.5483 | 8384.9955 | 432.3008 | 153.5918 | 8970.8887 | 56.9059 | 5154.5151 | 97.9366 | 709.3719 | 5958.0568 | 8384.9955 | 0.71056 | 1918.8352 | 0 | 0 | 7876.8921 | 8970.8887 | 0.87805
| Post93 NonSGC Manufactured Home Convert FAF w/CAC to Energy Star Geothermal Heat Pump w/PTCS Specifications - Zone 1 Heat - Zone 2 Cool | 30 | 8124.2147 | 8385 | 25 | 153.5918 |  | 0.21484 | 0.32455 | 8743.6861 | 1.4835 | 4.7451 | 8384.9955 | 432.3008 | 153.5918 | 8970.8887 | 59.3328 | 5377.9513 | 76.9565 | 702.9873 | 6154.9353 | 8384.9955 | 0.73404 | 1641.042 | 0 | 0 | 7795.9771 | 8970.8887 | 0.86903
| Pre94 NonSGC Manufactured Home Convert Air Source Heat Pump to Energy Star Geothermal Heat Pump w/PTCS Specifications - Zone 3 Heat - Zone 2 Cool | 30 | 6553.6227 | 7135 | 25 | 153.5918 |  | 0.21322 | 0.27843 | 7053.3364 | 1.0084 | 3.8888 | 7134.9962 | 432.3008 | 153.5918 | 7720.8887 | 63.3033 | 4654.5199 | 52.3127 | 599.7984 | 5304.619 | 7134.9962 | 0.74346 | 1344.8894 | 0 | 0 | 6649.5083 | 7720.8887 | 0.86124
| Post93 NonSGC Manufactured Home Convert FAF w/o CAC to Energy Star Geothermal Heat Pump w/PTCS Specifications - Zone 2 Heat - Zone 2 Cool | 30 | 9016.5113 | 8385 | 25 | 153.5918 |  | 0.22215 | 0.41023 | 9704.0203 | 2.1048 | 5.0253 | 8384.9955 | 432.3008 | 153.5918 | 8970.8887 | 53.4611 | 5162.3355 | 109.191 | 693.8451 | 5961.1718 | 8384.9955 | 0.71093 | 1737.9688 | 0 | 0 | 7699.1406 | 8970.8887 | 0.85824
| Pre94 NonSGC Manufactured Home Convert FAF w/o CAC to Energy Star Geothermal Heat Pump w/PTCS Specifications - Zone 1 Heat - Zone 1 Cool | 30 | 7560.2042 | 7135 | 25 | 153.5918 |  | 0.22389 | 0.40595 | 8136.6697 | 1.7364 | 4.1891 | 7134.9962 | 432.3008 | 153.5918 | 7720.8887 | 54.875 | 4383.7674 | 90.078 | 586.3405 | 5056.7213 | 7134.9962 | 0.70872 | 1448.7444 | 0 | 0 | 6505.4658 | 7720.8887 | 0.84258
| Post93 NonSGC Manufactured Home Convert Air Source Heat Pump to Energy Star Geothermal Heat Pump w/PTCS Specifications - Zone 2 Heat - Zone 3 Cool | 30 | 6466.0726 | 8385 | 25 | 153.5918 |  | 0.20752 | 0.21917 | 6959.1106 | 0.76997 | 3.9654 | 8384.9955 | 432.3008 | 153.5918 | 8970.8887 | 74.5479 | 5430.8364 | 39.9431 | 678.7892 | 6148.0324 | 8384.9955 | 0.73322 | 1371.3947 | 0 | 0 | 7519.4272 | 8970.8887 | 0.8382
| SGC Manufactured Home Convert FAF w/CAC to Energy Star Geothermal Heat Pump w/PTCS Specifications - Zone 1 Heat - Zone 3 Cool | 30 | 6828.2581 | 8385 | 25 | 153.5918 |  | 0.19464 | 0.25039 | 7348.9127 | 1.0809 | 4.4651 | 8384.9955 | 432.3008 | 153.5918 | 8970.8887 | 70.5938 | 5221.1978 | 56.0739 | 675.9932 | 5951.1081 | 8384.9955 | 0.70973 | 1544.2085 | 0 | 0 | 7495.3164 | 8970.8887 | 0.83552
| SGC Manufactured Home Convert FAF w/CAC to Energy Star Geothermal Heat Pump w/PTCS Specifications - Zone 2 Heat - Zone 2 Cool | 30 | 7756.6921 | 8385 | 25 | 153.5918 |  | 0.19374 | 0.31402 | 8348.1399 | 1.582 | 5.0716 | 8384.9955 | 432.3008 | 153.5918 | 8970.8887 | 62.1441 | 4981.0004 | 82.0704 | 674.6432 | 5734.5575 | 8384.9955 | 0.68391 | 1753.9784 | 0 | 0 | 7488.5361 | 8970.8887 | 0.83476
| Pre94 NonSGC Manufactured Home Convert Air Source Heat Pump to Energy Star Geothermal Heat Pump w/PTCS Specifications - Zone 2 Heat - Zone 2 Cool | 30 | 5943.8219 | 7135 | 25 | 153.5918 |  | 0.21355 | 0.26586 | 6397.0383 | 0.86536 | 3.532 | 7134.9962 | 432.3008 | 153.5918 | 7720.8887 | 69.7979 | 4299.8625 | 44.8913 | 551.7553 | 4894.7825 | 7134.9962 | 0.68602 | 1221.5068 | 0 | 0 | 6116.2896 | 7720.8887 | 0.79217
| Pre94 NonSGC Manufactured Home Convert FAF w/o CAC to Energy Star Geothermal Heat Pump w/PTCS Specifications - Zone 1 Heat - Zone 2 Cool | 30 | 7285.6872 | 7135 | 25 | 153.5918 |  | 0.22592 | 0.42125 | 7841.2208 | 1.7364 | 3.9907 | 7134.9962 | 432.3008 | 153.5918 | 7720.8887 | 56.9426 | 4088.6223 | 90.078 | 550.2285 | 4725.4644 | 7134.9962 | 0.66229 | 1380.1316 | 0 | 0 | 6105.5962 | 7720.8887 | 0.79079
| SGC Manufactured Home Convert FAF w/o CAC to Energy Star Geothermal Heat Pump w/PTCS Specifications - Zone 3 Heat - Zone 1 Cool | 30 | 7870.8073 | 8385 | 25 | 153.5918 |  | 0.19462 | 0.36576 | 8470.9564 | 1.8879 | 5.1148 | 8384.9955 | 432.3008 | 153.5918 | 8970.8887 | 61.2431 | 4590.7008 | 97.9366 | 638.5737 | 5323.4442 | 8384.9955 | 0.63488 | 1768.9001 | 0 | 0 | 7092.3442 | 8970.8887 | 0.7906
| Post93 NonSGC Manufactured Home Convert Air Source Heat Pump to Energy Star Geothermal Heat Pump w/PTCS Specifications - Zone 1 Heat - Zone 3 Cool | 30 | 5722.7908 | 8385 | 25 | 153.5918 |  | 0.2072 | 0.19555 | 6159.1536 | 0.59559 | 3.5305 | 8384.9955 | 432.3008 | 153.5918 | 8970.8887 | 84.2303 | 4998.5471 | 30.8971 | 620.2299 | 5648.4857 | 8384.9955 | 0.67364 | 1221.0045 | 0 | 0 | 6869.4902 | 8970.8887 | 0.76575
| Post93 NonSGC Manufactured Home Convert FAF w/CAC to Energy Star Geothermal Heat Pump w/PTCS Specifications - Zone 1 Heat - Zone 1 Cool | 30 | 7475.733 | 8385 | 25 | 153.5918 |  | 0.21873 | 0.35271 | 8045.7576 | 1.4835 | 4.2764 | 8384.9955 | 432.3008 | 153.5918 | 8970.8887 | 64.4796 | 4690.6549 | 76.9565 | 618.6729 | 5383.3245 | 8384.9955 | 0.64202 | 1478.9603 | 0 | 0 | 6862.2847 | 8970.8887 | 0.76495
| SGC Manufactured Home Convert FAF w/o CAC to Energy Star Geothermal Heat Pump w/PTCS Specifications - Zone 3 Heat - Zone 2 Cool | 30 | 7693.4859 | 8385 | 25 | 153.5918 |  | 0.19519 | 0.37419 | 8280.1142 | 1.8879 | 4.9866 | 8384.9955 | 432.3008 | 153.5918 | 8970.8887 | 62.6546 | 4404.08 | 97.9366 | 615.65 | 5113.8998 | 8384.9955 | 0.60989 | 1724.5804 | 0 | 0 | 6838.4805 | 8970.8887 | 0.7623
| Post93 NonSGC Manufactured Home Convert FAF w/o CAC to Energy Star Geothermal Heat Pump w/PTCS Specifications - Zone 2 Heat - Zone 3 Cool | 30 | 8508.3508 | 8385 | 25 | 153.5918 |  | 0.22527 | 0.43473 | 9157.1125 | 2.1048 | 4.6581 | 8384.9955 | 432.3008 | 153.5918 | 8970.8887 | 56.654 | 4495.9758 | 109.191 | 614.9966 | 5215.9637 | 8384.9955 | 0.62206 | 1610.959 | 0 | 0 | 6826.9229 | 8970.8887 | 0.76101
| SGC Manufactured Home Convert FAF w/CAC to Energy Star Geothermal Heat Pump w/PTCS Specifications - Zone 2 Heat - Zone 1 Cool | 30 | 7259.999 | 8385 | 25 | 153.5918 |  | 0.19536 | 0.3355 | 7813.5739 | 1.582 | 4.7127 | 8384.9955 | 432.3008 | 153.5918 | 8970.8887 | 66.3957 | 4457.7401 | 82.0704 | 610.3803 | 5147.0342 | 8384.9955 | 0.61384 | 1629.8348 | 0 | 0 | 6776.8691 | 8970.8887 | 0.75543
| Pre94 NonSGC Manufactured Home Convert Air Source Heat Pump to Energy Star Geothermal Heat Pump w/PTCS Specifications - Zone 3 Heat - Zone 1 Cool | 30 | 5787.6629 | 7135 | 25 | 153.5918 |  | 0.21894 | 0.31528 | 6228.9722 | 1.0084 | 3.3352 | 7134.9962 | 432.3008 | 153.5918 | 7720.8887 | 71.6811 | 3829.5643 | 52.3127 | 498.8947 | 4378.7597 | 7134.9962 | 0.6137 | 1153.4452 | 0 | 0 | 5532.2051 | 7720.8887 | 0.71652
| Pre94 NonSGC Manufactured Home Convert Air Source Heat Pump to Energy Star Geothermal Heat Pump w/PTCS Specifications - Zone 1 Heat - Zone 2 Cool | 30 | 5146.3308 | 7135 | 25 | 153.5918 |  | 0.21411 | 0.24492 | 5538.7385 | 0.67826 | 3.0654 | 7134.9962 | 432.3008 | 153.5918 | 7720.8887 | 80.614 | 3836.0452 | 35.1855 | 488.9251 | 4358.8026 | 7134.9962 | 0.6109 | 1060.1483 | 0 | 0 | 5418.9507 | 7720.8887 | 0.70186
| Pre94 NonSGC Manufactured Home Convert FAF w/o CAC to Energy Star Geothermal Heat Pump w/PTCS Specifications - Zone 1 Heat - Zone 3 Cool | 30 | 6911.3504 | 7135 | 25 | 153.5918 |  | 0.22895 | 0.44406 | 7438.3408 | 1.7364 | 3.7201 | 7134.9962 | 432.3008 | 153.5918 | 7720.8887 | 60.0268 | 3551.7202 | 90.078 | 487.542 | 4125.8757 | 7134.9962 | 0.57826 | 1286.5697 | 0 | 0 | 5412.4453 | 7720.8887 | 0.70101
| SGC Manufactured Home Convert FAF w/o CAC to Energy Star Geothermal Heat Pump w/PTCS Specifications - Zone 3 Heat - Zone 3 Cool | 30 | 7306.1891 | 8385 | 25 | 153.5918 |  | 0.19653 | 0.39403 | 7863.286 | 1.8879 | 4.7067 | 8384.9955 | 432.3008 | 153.5918 | 8970.8887 | 65.9759 | 3898.9702 | 97.9366 | 555.8313 | 4548.9712 | 8384.9955 | 0.54251 | 1627.7793 | 0 | 0 | 6176.7505 | 8970.8887 | 0.68853
| SGC Manufactured Home Convert Air Source Heat Pump to Energy Star Geothermal Heat Pump w/PTCS Specifications - Zone 3 Heat - Zone 3 Cool | 30 | 5324.0757 | 8385 | 25 | 153.5918 |  | 0.19934 | 0.21772 | 5730.0365 | 0.70093 | 3.4269 | 8384.9955 | 432.3008 | 153.5918 | 8970.8887 | 90.5382 | 4355.5137 | 36.3616 | 553.0044 | 4943.4812 | 8384.9955 | 0.58956 | 1185.1497 | 0 | 0 | 6128.6309 | 8970.8887 | 0.68317
| SGC Manufactured Home Convert FAF w/o CAC to Energy Star Geothermal Heat Pump w/PTCS Specifications - Zone 2 Heat - Zone 1 Cool | 30 | 6660.1155 | 8385 | 25 | 153.5918 |  | 0.19765 | 0.36572 | 7167.9493 | 1.582 | 4.2791 | 8384.9955 | 432.3008 | 153.5918 | 8970.8887 | 72.376 | 3893.9258 | 82.0704 | 539.582 | 4512.4217 | 8384.9955 | 0.53815 | 1479.8998 | 0 | 0 | 5992.3213 | 8970.8887 | 0.66797
| Pre94 NonSGC Manufactured Home Convert Air Source Heat Pump to Energy Star Geothermal Heat Pump w/PTCS Specifications - Zone 2 Heat - Zone 1 Cool | 30 | 5177.8621 | 7135 | 25 | 153.5918 |  | 0.22 | 0.30519 | 5572.6741 | 0.86536 | 2.9784 | 7134.9962 | 432.3008 | 153.5918 | 7720.8887 | 80.1231 | 3474.9069 | 44.8913 | 450.8517 | 3968.9232 | 7134.9962 | 0.55626 | 1030.0626 | 0 | 0 | 4998.9858 | 7720.8887 | 0.64746
| SGC Manufactured Home Convert Air Source Heat Pump to Energy Star Geothermal Heat Pump w/PTCS Specifications - Zone 2 Heat - Zone 3 Cool | 30 | 4950.7359 | 8385 | 25 | 153.5918 |  | 0.20095 | 0.20654 | 5328.2295 | 0.60662 | 3.1692 | 8384.9955 | 432.3008 | 153.5918 | 8970.8887 | 97.3658 | 4140.6499 | 31.469 | 522.4785 | 4693.387 | 8384.9955 | 0.55974 | 1096.0309 | 0 | 0 | 5789.418 | 8970.8887 | 0.64536
| SGC Manufactured Home Convert FAF w/o CAC to Energy Star Geothermal Heat Pump w/PTCS Specifications - Zone 2 Heat - Zone 2 Cool | 30 | 6482.7941 | 8385 | 25 | 153.5918 |  | 0.1984 | 0.37572 | 6977.1071 | 1.582 | 4.151 | 8384.9955 | 432.3008 | 153.5918 | 8970.8887 | 74.3557 | 3707.305 | 82.0704 | 516.6584 | 4302.8773 | 8384.9955 | 0.51316 | 1435.5801 | 0 | 0 | 5738.4575 | 8970.8887 | 0.63968
| Post93 NonSGC Manufactured Home Convert FAF w/o CAC to Energy Star Geothermal Heat Pump w/PTCS Specifications - Zone 1 Heat - Zone 1 Cool | 30 | 6599.6576 | 8385 | 25 | 153.5918 |  | 0.2252 | 0.39953 | 7102.8815 | 1.4835 | 3.6433 | 8384.9955 | 432.3008 | 153.5918 | 8970.8887 | 73.039 | 3867.2554 | 76.9565 | 515.2785 | 4456.5305 | 8384.9955 | 0.53149 | 1259.9938 | 0 | 0 | 5716.5244 | 8970.8887 | 0.63723
| SGC Manufactured Home Convert FAF w/CAC to Energy Star Geothermal Heat Pump w/PTCS Specifications - Zone 1 Heat - Zone 2 Cool | 30 | 5772.985 | 8385 | 25 | 153.5918 |  | 0.19915 | 0.29615 | 6213.1751 | 1.0809 | 3.7024 | 8384.9955 | 432.3008 | 153.5918 | 8970.8887 | 83.498 | 3839.3412 | 56.0739 | 512.4464 | 4405.7048 | 8384.9955 | 0.52543 | 1280.4534 | 0 | 0 | 5686.1582 | 8970.8887 | 0.63385
| Post93 NonSGC Manufactured Home Convert Air Source Heat Pump to Energy Star Geothermal Heat Pump w/PTCS Specifications - Zone 3 Heat - Zone 2 Cool | 30 | 5676.3608 | 8385 | 25 | 153.5918 |  | 0.21692 | 0.29158 | 6109.1833 | 0.90919 | 3.313 | 8384.9955 | 432.3008 | 153.5918 | 8970.8887 | 84.9193 | 3954.2904 | 47.1654 | 510.1335 | 4509.7753 | 8384.9955 | 0.53784 | 1145.7614 | 0 | 0 | 5655.5366 | 8970.8887 | 0.63043
| Post93 NonSGC Manufactured Home Convert FAF w/o CAC to Energy Star Geothermal Heat Pump w/PTCS Specifications - Zone 1 Heat - Zone 2 Cool | 30 | 6367.8977 | 8385 | 25 | 153.5918 |  | 0.2272 | 0.41407 | 6853.4499 | 1.4835 | 3.4758 | 8384.9955 | 432.3008 | 153.5918 | 8970.8887 | 75.6973 | 3621.9136 | 76.9565 | 485.1745 | 4181.0848 | 8384.9955 | 0.49864 | 1202.0676 | 0 | 0 | 5383.1523 | 8970.8887 | 0.60007
| SGC Manufactured Home Convert Air Source Heat Pump to Energy Star Geothermal Heat Pump w/PTCS Specifications - Zone 1 Heat - Zone 3 Cool | 30 | 4385.3199 | 8385 | 25 | 153.5918 |  | 0.20391 | 0.18598 | 4719.7006 | 0.46378 | 2.7789 | 8384.9955 | 432.3008 | 153.5918 | 8970.8887 | 109.9196 | 3815.2428 | 24.0592 | 476.2475 | 4314.6241 | 8384.9955 | 0.51456 | 961.0621 | 0 | 0 | 5275.686 | 8970.8887 | 0.58809
| Post93 NonSGC Manufactured Home Convert Air Source Heat Pump to Energy Star Geothermal Heat Pump w/PTCS Specifications - Zone 2 Heat - Zone 2 Cool | 30 | 5082.9213 | 8385 | 25 | 153.5918 |  | 0.21773 | 0.27881 | 5470.494 | 0.76997 | 2.9658 | 8384.9955 | 432.3008 | 153.5918 | 8970.8887 | 94.8337 | 3609.1486 | 39.9431 | 463.3795 | 4110.9349 | 8384.9955 | 0.49027 | 1025.6893 | 0 | 0 | 5136.624 | 8970.8887 | 0.57259
| SGC Manufactured Home Convert FAF w/o CAC to Energy Star Geothermal Heat Pump w/PTCS Specifications - Zone 2 Heat - Zone 3 Cool | 30 | 6095.4972 | 8385 | 25 | 153.5918 |  | 0.20021 | 0.3996 | 6560.2789 | 1.582 | 3.8711 | 8384.9955 | 432.3008 | 153.5918 | 8970.8887 | 79.0801 | 3202.1952 | 82.0704 | 456.8396 | 3737.9487 | 8384.9955 | 0.44579 | 1338.7789 | 0 | 0 | 5076.7275 | 8970.8887 | 0.56591
| Pre94 NonSGC Manufactured Home Convert Air Source Heat Pump to Energy Star Geothermal Heat Pump w/PTCS Specifications - Zone 1 Heat - Zone 1 Cool | 30 | 4380.371 | 7135 | 25 | 153.5918 |  | 0.22182 | 0.28774 | 4714.3743 | 0.67826 | 2.5119 | 7134.9962 | 432.3008 | 153.5918 | 7720.8887 | 94.7103 | 3011.0897 | 35.1855 | 388.0215 | 3432.9434 | 7134.9962 | 0.48114 | 868.7042 | 0 | 0 | 4301.6475 | 7720.8887 | 0.55714
| SGC Manufactured Home Convert FAF w/CAC to Energy Star Geothermal Heat Pump w/PTCS Specifications - Zone 1 Heat - Zone 1 Cool | 30 | 5276.2919 | 8385 | 25 | 153.5918 |  | 0.20189 | 0.32403 | 5678.6092 | 1.0809 | 3.3435 | 8384.9955 | 432.3008 | 153.5918 | 8970.8887 | 91.3582 | 3316.0808 | 56.0739 | 448.1834 | 3818.1815 | 8384.9955 | 0.45536 | 1156.3097 | 0 | 0 | 4974.4912 | 8970.8887 | 0.55451
| Post93 NonSGC Manufactured Home Convert Air Source Heat Pump to Energy Star Geothermal Heat Pump w/PTCS Specifications - Zone 3 Heat - Zone 1 Cool | 30 | 5027.879 | 8385 | 25 | 153.5918 |  | 0.22298 | 0.32919 | 5411.2548 | 0.90919 | 2.8443 | 8384.9955 | 432.3008 | 153.5918 | 8970.8887 | 95.8719 | 3266.994 | 47.1654 | 425.8191 | 3738.1645 | 8384.9955 | 0.44582 | 983.6798 | 0 | 0 | 4721.8442 | 8970.8887 | 0.52635
| Post93 NonSGC Manufactured Home Convert FAF w/o CAC to Energy Star Geothermal Heat Pump w/PTCS Specifications - Zone 1 Heat - Zone 3 Cool | 30 | 5859.7372 | 8385 | 25 | 153.5918 |  | 0.23216 | 0.44997 | 6306.5422 | 1.4835 | 3.1085 | 8384.9955 | 432.3008 | 153.5918 | 8970.8887 | 82.2618 | 2955.5539 | 76.9565 | 406.326 | 3435.8766 | 8384.9955 | 0.40976 | 1075.058 | 0 | 0 | 4510.9346 | 8970.8887 | 0.50284
| Post93 NonSGC Manufactured Home Convert Air Source Heat Pump to Energy Star Geothermal Heat Pump w/PTCS Specifications - Zone 1 Heat - Zone 2 Cool | 30 | 4339.6395 | 8385 | 25 | 153.5918 |  | 0.21906 | 0.25788 | 4670.5371 | 0.59559 | 2.5309 | 8384.9955 | 432.3008 | 153.5918 | 8970.8887 | 111.0766 | 3176.8593 | 30.8971 | 404.8202 | 3611.3882 | 8384.9955 | 0.4307 | 875.2992 | 0 | 0 | 4486.6875 | 8970.8887 | 0.50014
| SGC Manufactured Home Convert Air Source Heat Pump to Energy Star Geothermal Heat Pump w/PTCS Specifications - Zone 3 Heat - Zone 2 Cool | 30 | 4268.8027 | 8385 | 25 | 153.5918 |  | 0.2066 | 0.27154 | 4594.2989 | 0.70093 | 2.6642 | 8384.9955 | 432.3008 | 153.5918 | 8970.8887 | 112.9198 | 2973.6571 | 36.3616 | 389.4576 | 3398.0778 | 8384.9955 | 0.40526 | 921.3945 | 0 | 0 | 4319.4722 | 8970.8887 | 0.4815
| Post93 NonSGC Manufactured Home Convert Air Source Heat Pump to Energy Star Geothermal Heat Pump w/PTCS Specifications - Zone 2 Heat - Zone 1 Cool | 30 | 4434.4395 | 8385 | 25 | 153.5918 |  | 0.22471 | 0.31958 | 4772.5655 | 0.76997 | 2.4971 | 8384.9955 | 432.3008 | 153.5918 | 8970.8887 | 108.702 | 2921.8523 | 39.9431 | 379.0651 | 3339.3241 | 8384.9955 | 0.39825 | 863.6077 | 0 | 0 | 4202.9316 | 8970.8887 | 0.46851
| SGC Manufactured Home Convert FAF w/o CAC to Energy Star Geothermal Heat Pump w/PTCS Specifications - Zone 1 Heat - Zone 1 Cool | 30 | 4676.4084 | 8385 | 25 | 153.5918 |  | 0.20598 | 0.3656 | 5032.9845 | 1.0809 | 2.9099 | 8384.9955 | 432.3008 | 153.5918 | 8970.8887 | 103.0775 | 2752.2665 | 56.0739 | 377.3852 | 3183.569 | 8384.9955 | 0.37967 | 1006.3746 | 0 | 0 | 4189.9434 | 8970.8887 | 0.46706
| SGC Manufactured Home Convert Air Source Heat Pump to Energy Star Geothermal Heat Pump w/PTCS Specifications - Zone 2 Heat - Zone 2 Cool | 30 | 3895.4629 | 8385 | 25 | 153.5918 |  | 0.20934 | 0.26249 | 4192.4919 | 0.60662 | 2.4065 | 8384.9955 | 432.3008 | 153.5918 | 8970.8887 | 123.742 | 2758.7933 | 31.469 | 358.9317 | 3147.9836 | 8384.9955 | 0.37543 | 832.2758 | 0 | 0 | 3980.2593 | 8970.8887 | 0.44369
| SGC Manufactured Home Convert FAF w/o CAC to Energy Star Geothermal Heat Pump w/PTCS Specifications - Zone 1 Heat - Zone 2 Cool | 30 | 4499.087 | 8385 | 25 | 153.5918 |  | 0.2074 | 0.38001 | 4842.1424 | 1.0809 | 2.7818 | 8384.9955 | 432.3008 | 153.5918 | 8970.8887 | 107.1401 | 2565.6457 | 56.0739 | 354.4616 | 2974.0245 | 8384.9955 | 0.35468 | 962.0549 | 0 | 0 | 3936.0796 | 8970.8887 | 0.43876
| SGC Manufactured Home Convert Air Source Heat Pump to Energy Star Geothermal Heat Pump w/PTCS Specifications - Zone 3 Heat - Zone 1 Cool | 30 | 3772.1096 | 8385 | 25 | 153.5918 |  | 0.21142 | 0.3073 | 4059.7329 | 0.70093 | 2.3053 | 8384.9955 | 432.3008 | 153.5918 | 8970.8887 | 127.7886 | 2450.3967 | 36.3616 | 325.1947 | 2810.5545 | 8384.9955 | 0.33519 | 797.2509 | 0 | 0 | 3607.8054 | 8970.8887 | 0.40217
| Post93 NonSGC Manufactured Home Convert Air Source Heat Pump to Energy Star Geothermal Heat Pump w/PTCS Specifications - Zone 1 Heat - Zone 1 Cool | 30 | 3691.1578 | 8385 | 25 | 153.5918 |  | 0.22767 | 0.30319 | 3972.6086 | 0.59559 | 2.0623 | 8384.9955 | 432.3008 | 153.5918 | 8970.8887 | 130.5911 | 2489.5629 | 30.8971 | 320.5058 | 2839.7774 | 8384.9955 | 0.33867 | 713.2175 | 0 | 0 | 3552.9949 | 8970.8887 | 0.39606
| SGC Manufactured Home Convert Air Source Heat Pump to Energy Star Geothermal Heat Pump w/PTCS Specifications - Zone 1 Heat - Zone 2 Cool | 30 | 3330.0469 | 8385 | 25 | 153.5918 |  | 0.21466 | 0.24492 | 3583.963 | 0.46378 | 2.0163 | 8384.9955 | 432.3008 | 153.5918 | 8970.8887 | 144.7524 | 2433.3862 | 24.0592 | 312.7007 | 2769.2208 | 8384.9955 | 0.33026 | 697.307 | 0 | 0 | 3466.5278 | 8970.8887 | 0.38642
| SGC Manufactured Home Convert FAF w/o CAC to Energy Star Geothermal Heat Pump w/PTCS Specifications - Zone 1 Heat - Zone 3 Cool | 30 | 4111.7901 | 8385 | 25 | 153.5918 |  | 0.21092 | 0.4158 | 4425.3141 | 1.0809 | 2.5019 | 8384.9955 | 432.3008 | 153.5918 | 8970.8887 | 117.2318 | 2060.5359 | 56.0739 | 294.6428 | 2409.096 | 8384.9955 | 0.28731 | 865.2539 | 0 | 0 | 3274.3499 | 8970.8887 | 0.365
| SGC Manufactured Home Convert Air Source Heat Pump to Energy Star Geothermal Heat Pump w/PTCS Specifications - Zone 2 Heat - Zone 1 Cool | 30 | 3398.7698 | 8385 | 25 | 153.5918 |  | 0.21509 | 0.30085 | 3657.9259 | 0.60662 | 2.0476 | 8384.9955 | 432.3008 | 153.5918 | 8970.8887 | 141.8256 | 2235.5329 | 31.469 | 294.6688 | 2560.4604 | 8384.9955 | 0.30536 | 708.1321 | 0 | 0 | 3268.5925 | 8970.8887 | 0.36436
| SGC Manufactured Home Convert Air Source Heat Pump to Energy Star Geothermal Heat Pump w/PTCS Specifications - Zone 1 Heat - Zone 1 Cool | 30 | 2833.3538 | 8385 | 25 | 153.5918 |  | 0.22249 | 0.28785 | 3049.397 | 0.46378 | 1.6573 | 8384.9955 | 432.3008 | 153.5918 | 8970.8887 | 170.1279 | 1910.1258 | 24.0592 | 248.4378 | 2181.6975 | 8384.9955 | 0.26019 | 573.1633 | 0 | 0 | 2754.8608 | 8970.8887 | 0.30709
Totals for Measures/Categories with Benefits Exceeding Costs
| Totals Basis | Busbar Savings | PV Cost | First Cost | Admin Cost | Program Cost | Program $/KWa | Levelized Cost | PV Benefits | B/C Ratio
| Measures with B/C>1.00 | 190966.6682 | 48599.9739 | 48600 | 9720 | 58319.9739 | 2675.2468 | 17.6609 | 152179.4668 | 2.6094
| Categories with B/C>1.00 | 0 | 0 | 0 | 0 | 0 | 0 | 0 | 409494.4074 | 0
| % of Measures with B/C >1.00 | 235018.3419 | 263462.625 | 574.9592 | 114.9918 | 263577.6168 | 9824.5098 | 64.8576 | 175241.1574 | 0.66486
| Block 1: x <=10 m/kWh | 70795.6346 | 0 | 0 | 0 | 0 | 0 | 0 | 71074.6141 | 0
| Block 2: 10< x <=20 m/kWh | 0 | 0 | 0 | 0 | 0 | 0 | 0 | 0 | 0
| Block 3: 20< x <=30 m/kWh | 0 | 0 | 0 | 0 | 0 | 0 | 0 | 0 | 0
| Block 4: 30< x <=40 m/kWh | 166794.5759 | 84204.4193 | 81275 | 16255 | 100459.4193 | 5276.0981 | 34.8307 | 99067.6525 | 0.98615
| Block 5: 40< x <=50 m/kWh | 72145.7457 | 49846.2236 | 45745 | 9149 | 58995.2236 | 7163.252 | 47.289 | 38986.8933 | 0.66085
| Block 6: 50< x <=60 m/kWh | 65857.6034 | 50225.3305 | 46710 | 9342 | 59567.3305 | 7923.3042 | 52.3066 | 35588.8393 | 0.59746
| Block 7: 60m/kWh < x | 306176.6067 | 508615.9802 | 471705 | 94341 | 602956.9802 | 17251.1641 | 113.8855 | 164776.4082 | 0.27328

## GeoHP Use & Savings Summary
Geothermal Heat Pump Conversions - Annual Use and Savings Estimates
Case=> | Forced-Air Furnace w/ Central Air Conditioning |  |  |  |  | Case=> | Heat Pump w/ Central Air Conditioning |  |  |  |  | Case=> | Forced Air Furnance w/o Central Air Conditioning
Base Case Central AC Loads | [5 empty] | Base Case Heat Pump Space Heating Use
Annual Space Cooling Loads (kWh/yr) |  | 0 |  |  |  | Annual Air Conditioning Use w/SEER => |  | 0 |  |  |  | Annual Space Cooling Use (kWh/yr)
Building Type | Portland | Seattle | Boise | Spokane | Missoula | Building Type | Portland | Seattle | Boise | Spokane | Missoula | Building Type | Portland | Seattle | Boise | Spokane | Missoula
Pre94 Manufactured Home | 1986.2205 | 1125.4491 | 3747.7577 | 2627.5319 | 2492.659 | Pre94 Manufactured Home | 1986.2205 | 1125.4491 | 3747.7577 | 2627.5319 | 2492.659 | Pre94 Manufactured Home | 0 | 0 | 0 | 0 | 0
Post93 Manufactured Home NonSGC | 1365.1981 | 697.8158 | 3647.6288 | 2017.063 | 1886.2129 | Post93 Manufactured Home NonSGC | 1365.1981 | 697.8158 | 3647.6288 | 2017.063 | 1886.2129 | Post93 Manufactured Home NonSGC | 0 | 0 | 0 | 0 | 0
SGC Manufactured Home | 963.5509 | 464.8733 | 2716.4679 | 1480.7962 | 1364.9413 | SGC Manufactured Home | 963.5509 | 464.8733 | 2716.4679 | 1480.7962 | 1364.9413 | SGC Manufactured Home | 0 | 0 | 0 | 0 | 0
0
Base Case Forced Air Furnace Use | [5 empty] | Base Case Heat Pump Space Heating Use
Annual Space Heating Use (kWh/yr) w/FAF | [5 empty] | Annual Space Heating Use w/HSPF=> |  | 0 |  |  |  | Annual Space Heating Use (kWh/yr) w/Forced Air Furnace
Building Type | Portland | Seattle | Boise | Spokane | Missoula | Building Type | Portland | Seattle | Boise | Spokane | Missoula | Building Type | Portland | Seattle | Boise | Spokane | Missoula
Pre94 Manufactured Home | 8239.5115 | 9427.5873 | 10876.7508 | 14096.8983 | 16545.6079 | Pre94 Manufactured Home | 4284.3586 | 4897.3795 | 5620.8424 | 7278.1816 | 8591.9446 | Pre94 Manufactured Home | 8239.5115 | 9427.5873 | 10876.7508 | 14096.8983 | 16545.6079
Post93 Manufactured Home NonSGC | 6954.0566 | 7975.696 | 8966.6403 | 12258.2974 | 14602.7686 | Post93 Manufactured Home NonSGC | 3615.9513 | 4143.1608 | 4633.7434 | 6328.918 | 7583.0505 | Post93 Manufactured Home NonSGC | 6954.0566 | 7975.696 | 8966.6403 | 12258.2974 | 14602.7686
SGC Manufactured Home | 4461.0648 | 5155.642 | 5814.8936 | 8366.1992 | 9774.2237 | SGC Manufactured Home | 2319.6522 | 2678.2181 | 3004.9968 | 4319.4407 | 5075.6424 | SGC Manufactured Home | 4461.0648 | 5155.642 | 5814.8936 | 8366.1992 | 9774.2237
Total Space Conditioning Use | [5 empty] | Total Base Case Space Conditioning Use | [5 empty] | Total Space Conditioning Use
Annual Space Conditioning Use (kWh/yr) | [5 empty] | Annual Space Conditioning Use (kWh/yr) | [5 empty] | Annual Space Conditioning Use (kWh/yr)
Building Type | Portland | Seattle | Boise | Spokane | Missoula | Building Type | Portland | Seattle | Boise | Spokane | Missoula | Building Type | Portland | Seattle | Boise | Spokane | Missoula
Pre94 Manufactured Home | 10225.7321 | 10553.0364 | 14624.5085 | 16724.4303 | 19038.2668 | Pre94 Manufactured Home | 6270.5792 | 6022.8286 | 9368.6001 | 9905.7135 | 11084.6036 | Pre94 Manufactured Home | 8239.5115 | 9427.5873 | 10876.7508 | 14096.8983 | 16545.6079
Post93 Manufactured Home NonSGC | 8319.2547 | 8673.5118 | 12614.2691 | 14275.3603 | 16488.9815 | Post93 Manufactured Home NonSGC | 4981.1494 | 4840.9767 | 8281.3722 | 8345.981 | 9469.2633 | Post93 Manufactured Home NonSGC | 6954.0566 | 7975.696 | 8966.6403 | 12258.2974 | 14602.7686
SGC Manufactured Home | 5424.6156 | 5620.5153 | 8531.3616 | 9846.9954 | 11139.165 | SGC Manufactured Home | 3283.2031 | 3143.0915 | 5721.4647 | 5800.2369 | 6440.5837 | SGC Manufactured Home | 4461.0648 | 5155.642 | 5814.8936 | 8366.1992 | 9774.2237
High Efficiency Case Central AC Use | [5 empty] | Annual Space Cooling Use (kWh/yr) w/SEER | [5 empty] | Annual Space Cooling Use (kWh/yr)
Annual Space Cooling Use (kWh/yr) w/SEER |  | 0 |  |  |  | Annual Space Cooling Use (kWh/yr) w/SEER => |  | 0 |  |  |  | Annual Space Cooling Use (kWh/yr) w/SEER => |  | 0
Building Type | Portland | Seattle | Boise | Spokane | Missoula | Building Type | Portland | Seattle | Boise | Spokane | Missoula | Building Type | Portland | Seattle | Boise | Spokane | Missoula
Pre94 Manufactured Home | 513.5039 | 290.478 | 993.566 | 689.7127 | 652.0394 | Pre94 Manufactured Home | 513.5039 | 290.478 | 993.566 | 689.7127 | 652.0394 | Pre94 Manufactured Home | 513.5039 | 290.478 | 993.566 | 689.7127 | 652.0394
Post93 Manufactured Home NonSGC | 352.949 | 180.106 | 967.0209 | 529.468 | 493.4029 | Post93 Manufactured Home NonSGC | 352.949 | 180.106 | 967.0209 | 529.468 | 493.4029 | Post93 Manufactured Home NonSGC | 352.949 | 180.106 | 967.0209 | 529.468 | 493.4029
SGC Manufactured Home | 249.1099 | 119.9836 | 720.1613 | 388.7009 | 357.0466 | SGC Manufactured Home | 249.1099 | 119.9836 | 720.1613 | 388.7009 | 357.0466 | SGC Manufactured Home | 249.1099 | 119.9836 | 720.1613 | 388.7009 | 357.0466
High Efficiency Heat Pump Space Heating Use | [5 empty] | High Efficiency Heat Pump Use | [5 empty] | High Efficiency Heat Pump Space Heating Use
Annual Space Heating Use (kWh/yr) w/Real HSPF |  | 0 |  |  |  | Annual Space Heating Use (kWh/yr) w/HSPF => |  |  | 0 |  |  | Annual Space Heating Use (kWh/yr) w/HSPF => |  | 0
Building Type | Portland | Seattle | Boise | Spokane | Missoula | Building Type | Portland | Seattle | Boise | Spokane | Missoula | Building Type | Portland | Seattle | Boise | Spokane | Missoula
Pre94 Manufactured Home | 2324.8639 | 2632.1275 | 3210.3278 | 4183.515 | 4990.1002 | Pre94 Manufactured Home | 2324.8639 | 2632.1275 | 3210.3278 | 4183.515 | 4990.1002 | Pre94 Manufactured Home | 2324.8639 | 2632.1275 | 3210.3278 | 4183.515 | 4990.1002
Post93 Manufactured Home NonSGC | 1962.1594 | 2226.7679 | 2646.5491 | 3637.8762 | 4404.1463 | Post93 Manufactured Home NonSGC | 1962.1594 | 2226.7679 | 2646.5491 | 3637.8762 | 4404.1463 | Post93 Manufactured Home NonSGC | 1962.1594 | 2226.7679 | 2646.5491 | 3637.8762 | 4404.1463
SGC Manufactured Home | 1258.7358 | 1439.4252 | 1716.2952 | 2482.8242 | 2947.8733 | SGC Manufactured Home | 1258.7358 | 1439.4252 | 1716.2952 | 2482.8242 | 2947.8733 | SGC Manufactured Home | 1258.7358 | 1439.4252 | 1716.2952 | 2482.8242 | 2947.8733
Total Space Conditioning Use | [5 empty] | Total Space Conditioning Use | [5 empty] | Total Space Conditioning Use
Annual Space Conditioning Use (kWh/yr) | [5 empty] | Annual Space Conditioning Use (kWh/yr) | [5 empty] | Annual Space Conditioning Use (kWh/yr)
Building Type | Portland | Seattle | Boise | Spokane | Missoula | Building Type | Portland | Seattle | Boise | Spokane | Missoula | Building Type | Portland | Seattle | Boise | Spokane | Missoula
Pre94 Manufactured Home | 2838.3678 | 2922.6054 | 4203.8938 | 4873.2278 | 5642.1396 | Pre94 Manufactured Home | 2838.3678 | 2922.6054 | 4203.8938 | 4873.2278 | 5642.1396 | Pre94 Manufactured Home | 2838.3678 | 2922.6054 | 4203.8938 | 4873.2278 | 5642.1396
Post93 Manufactured Home NonSGC | 2315.1084 | 2406.8739 | 3613.5699 | 4167.3442 | 4897.5492 | Post93 Manufactured Home NonSGC | 2315.1084 | 2406.8739 | 3613.5699 | 4167.3442 | 4897.5492 | Post93 Manufactured Home NonSGC | 2315.1084 | 2406.8739 | 3613.5699 | 4167.3442 | 4897.5492
SGC Manufactured Home | 1507.8457 | 1559.4088 | 2436.4565 | 2871.5251 | 3304.9199 | SGC Manufactured Home | 1507.8457 | 1559.4088 | 2436.4565 | 2871.5251 | 3304.9199 | SGC Manufactured Home | 1507.8457 | 1559.4088 | 2436.4565 | 2871.5251 | 3304.9199
Annual Air Conditioning Savings | [5 empty] | Annual Air Conditioning Savings | [5 empty] | Annual Air Conditioning Savings
Annual Air Conditioning Savings (kWh/yr) | [5 empty] | Annual Savings (kWh/yr) | [5 empty] | Annual Savings (kWh/yr)
Building Type | Portland | Seattle | Boise | Spokane | Missoula | Building Type | Portland | Seattle | Boise | Spokane | Missoula | Building Type | Portland | Seattle | Boise | Spokane | Missoula
Pre94 Manufactured Home | 1472.7167 | 834.9711 | 2754.1917 | 1937.8192 | 1840.6196 | Pre94 Manufactured Home | 1472.7167 | 834.9711 | 2754.1917 | 1937.8192 | 1840.6196 | Pre94 Manufactured Home | -513.5039 | -290.478 | -993.566 | -689.7127 | -652.0394
Post93 Manufactured Home NonSGC | 1012.2491 | 517.7098 | 2680.6079 | 1487.595 | 1392.81 | Post93 Manufactured Home NonSGC | 1012.2491 | 517.7098 | 2680.6079 | 1487.595 | 1392.81 | Post93 Manufactured Home NonSGC | -352.949 | -180.106 | -967.0209 | -529.468 | -493.4029
SGC Manufactured Home | 714.441 | 344.8897 | 1996.3066 | 1092.0953 | 1007.8947 | SGC Manufactured Home | 714.441 | 344.8897 | 1996.3066 | 1092.0953 | 1007.8947 | SGC Manufactured Home | -249.1099 | -119.9836 | -720.1613 | -388.7009 | -357.0466
Annual Space Heating Savings (kWh/yr) | [5 empty] | Annual Space Heating Savings (kWh/yr) | [5 empty] | Annual Space Heating Savings (kWh/yr)
Building Type | Portland | Seattle | Boise | Spokane | Missoula | Building Type | Portland | Seattle | Boise | Spokane | Missoula | Building Type | Portland | Seattle | Boise | Spokane | Missoula
Pre94 Manufactured Home | 5914.6476 | 6795.4598 | 7666.423 | 9913.3833 | 11555.5077 | Pre94 Manufactured Home | 1959.4947 | 2265.2521 | 2410.5146 | 3094.6665 | 3601.8445 | Pre80 Construction, FullyWX (1600 SF) | 5914.6476 | 6795.4598 | 7666.423 | 9913.3833 | 11555.5077
Post93 Manufactured Home NonSGC | 4991.8972 | 5748.9281 | 6320.0912 | 8620.4211 | 10198.6223 | Post93 Manufactured Home NonSGC | 1653.7919 | 1916.3929 | 1987.1943 | 2691.0418 | 3178.9041 | Post79/Pre93 Construction (2200 SF) | 4991.8972 | 5748.9281 | 6320.0912 | 8620.4211 | 10198.6223
SGC Manufactured Home | 3202.3289 | 3716.2168 | 4098.5985 | 5883.375 | 6826.3504 | SGC Manufactured Home | 1060.9164 | 1238.7929 | 1288.7016 | 1836.6165 | 2127.7691 | Post92 Construction (2300 SF) | 3202.3289 | 3716.2168 | 4098.5985 | 5883.375 | 6826.3504
Case=> | Forced-Air Furnace w/ Central Air Conditioning |  |  |  |  | Case=> | Heat Pump w/ Central Air Conditioning |  |  |  |  | Case=> | Forced Air Furnance w/o Central Air Conditioning
Annual Air Conditioning Savings (kWh/yr) | [5 empty] | Annual Air Conditioning Savings (kWh/yr) by Climate Zone | [5 empty] | Annual Air Conditioning Savings (kWh/yr) by Climate Zone
Building Type | Cooling Zone 1 | Cooling Zone 2 | Cooling Zone 3 |  |  | Building Type | Cooling Zone 1 | Cooling Zone 2 | Cooling Zone 3 |  |  | Building Type | Cooling Zone 1 | Cooling Zone 2 | Cooling Zone 3
Pre94 Manufactured Home | 985.8184 | 1751.7782 | 2754.1917 |  |  | Pre94 Manufactured Home | 985.8184 | 1751.7782 | 2754.1917 |  |  | Pre80 Construction, FullyWX (1600 SF) | -344.7122 | -619.2292 | -993.566
Post93 Manufactured Home NonSGC | 648.9749 | 1297.4566 | 2680.6079 |  |  | Post93 Manufactured Home NonSGC | 648.9749 | 1297.4566 | 2680.6079 |  |  | Post79/Pre93 Construction (2200 SF) | -227.1005 | -458.8604 | -967.0209
SGC Manufactured Home | 444.3405 | 941.0336 | 1996.3066 |  |  | SGC Manufactured Home | 444.3405 | 941.0336 | 1996.3066 |  |  | Post92 Construction (2300 SF) | -155.5431 | -332.8645 | -720.1613
Annual Space Heating Savings (kWh/yr) by Climate Zone | [5 empty] | Annual Space Heating Savings (kWh/yr) by Climate Zone | [5 empty] | Annual Space Heating Savings (kWh/yr) by Climate Zone
Building Type | Heating Zone 1 | Heating Zone 2 | Heating Zone 3 |  |  | Building Type | Heating Zone 1 | Heating Zone 2 | Heating Zone 3 |  |  | Building Type | Heating Zone 1 | Heating Zone 2 | Heating Zone 3
Pre94 Manufactured Home | 6704.9164 | 9576.3392 | 11555.5077 |  |  | Pre94 Manufactured Home | 2194.5526 | 2992.0437 | 3601.8445 |  |  | Pre80 Construction, FullyWX (1600 SF) | 6704.9164 | 9576.3392 | 11555.5077
Post93 Manufactured Home NonSGC | 5626.7581 | 8275.3717 | 10198.6223 |  |  | Post93 Manufactured Home NonSGC | 1842.1829 | 2585.4647 | 3178.9041 |  |  | Post79/Pre93 Construction (2200 SF) | 5626.7581 | 8275.3717 | 10198.6223
SGC Manufactured Home | 3631.9515 | 5615.6585 | 6826.3504 |  |  | SGC Manufactured Home | 1189.0133 | 1754.4293 | 2127.7691 |  |  | Post92 Construction (2300 SF) | 3631.9515 | 5615.6585 | 6826.3504
Total Annual Space Conditioning Savings (kWh/yr) by Climate Zone | [5 empty] | Total Annual Space Conditioning Savings (kWh/yr) by Climate Zone | [5 empty] | Total Annual Space Conditioning Savings (kWh/yr) by Climate Zone
Building Type | Heating Zone 1 | Heating Zone 2 | Heating Zone 3 |  |  | Building Type | Heating Zone 1 | Heating Zone 2 | Heating Zone 3 |  |  | Building Type | Heating Zone 1 | Heating Zone 2 | Heating Zone 3
Pre94 Manufactured Home | 7690.7347 | 11328.1174 | 14309.6994 |  |  | Pre94 Manufactured Home | 3180.371 | 4743.8219 | 6356.0362 |  |  | Pre80 Construction, FullyWX (1600 SF) | 6360.2042 | 8957.11 | 10561.9417
Post93 Manufactured Home NonSGC | 6275.733 | 9572.8283 | 12879.2302 |  |  | Post93 Manufactured Home NonSGC | 2491.1578 | 3882.9213 | 5859.5121 |  |  | Post79/Pre93 Construction (2200 SF) | 5399.6576 | 7816.5113 | 9231.6014
SGC Manufactured Home | 4076.2919 | 6556.6921 | 8822.657 |  |  | SGC Manufactured Home | 1633.3538 | 2695.4629 | 4124.0757 |  |  | Post92 Construction (2300 SF) | 3476.4084 | 5282.7941 | 6106.1891

## GeoHP Use & Savings
Central Air Conditioner and Heat Pump Use Assumptions | [10 empty] | User Inputs=>
Location | Portland | Seattle | Boise | Spokane | Missoula | Region |  |  |  |  | Calculated=>
Regional Weight - Heating | 20% | 40% | 25% | 10% | 5% | 100% | Heating Zone 1 | Heating Zone 2 | Heating Zone 3 |  |  |  | 60% | 35% | 5% | 100%
Zone Weights | [15 empty] | 0%
Zone 1 | 35% | 40% | 25% | 0% | 0% | 100% | [6 empty] | 75% | 25% | 0% | 100%
Zone 2 | 0% | 0% | 15% | 85% | 0% | 100%
Zone 3 | 0% | 0% | 0% | 0% | 100% | 100%
Heat Degree Days* | 4461 | 4867 | 6001 | 6888 | 7980 | 5427.05 | 5008.4 | 6754.95 | 7980
Location | Portland | Seattle | Boise | Spokane | Missoula | Region | Cooling Zone 1 | Cooling Zone 2 | Cooling Zone 3
Regional Weight - Cooling | 20% | 35% | 5% | 15% | 25% | 100%
Zone Weights
Zone 1 | 0% | 85% | 0% | 0% | 15% | 100%
Zone 2 | 40% | 0% | 0% | 60% | 0% | 100%
Zone 3 | 0% | 0% | 100% | 0% | 0% | 100%
Cooling Degree Hours* | 486 | 271 | 990 | 633 | 596 | 485.5 | 319.75 | 574.2 | 990
Base Case Central AC Loads
Annual Space Cooling Loads (kWh/yr)
Building Type | Portland | Seattle | Boise | Spokane | Missoula | Region | Cooling Zone 1 | Cooling Zone 2 | Cooling Zone 3
Pre94 Manufactured Home - 1010 SF | 1986.2205 | 1125.4491 | 3747.7577 | 2627.5319 | 2492.659 | 1995.8337 | 1330.5306 | 2371.0074 | 3747.7577 |  | Note: ELCAP CAC average metered use in Zone Pre94 Manufactured Home Construction = 1014 kWh/yr
Post93 Manufactured Home NonSGC - 1475 SF | 1365.1981 | 697.8158 | 3647.6288 | 2017.063 | 1886.2129 | 1473.7693 | 876.0754 | 1756.317 | 3647.6288 |  | With SEER = 10, Pre94 Manufactured Home CAC Regional Avg. Use = 1015 kWh/yr.
SGC Manufactured Home - 1635 SF | 963.5509 | 464.8733 | 2716.4679 | 1480.7962 | 1364.9413 | 1054.594 | 599.8835 | 1273.8981 | 2716.4679
Base Case Central AC Duct Efficiency
Building Type | Portland | Seattle | Boise | Spokane | Missoula | Region | Cooling Zone 1 | Cooling Zone 2 | Cooling Zone 3
Pre94 Manufactured Home - 1010 SF | 87.5% | 85% | 84% | 84% | 84% | 85.05% | 84.85% | 85.4% | 84%
Post93 Manufactured Home NonSGC - 1475 SF | 87.5% | 85% | 84% | 84% | 84% | 85.05% | 84.85% | 85.4% | 84%
SGC Manufactured Home - 1635 SF | 87.5% | 85% | 84% | 84% | 84% | 85.05% | 84.85% | 85.4% | 84%
Base Case Central AC System Efficiency
w/Real SEER
Building Type | Portland | Seattle | Boise | Spokane | Missoula | Region | Cooling Zone 1 | Cooling Zone 2 | Cooling Zone 3
Pre94 Manufactured Home - 1010 SF | 10.4405 | 10.4776 | 10.4253 | 10.4576 | 10.469 | 10.4624 | 10.4763 | 10.4508 | 10.4253
Post93 Manufactured Home NonSGC - 1475 SF | 10.4405 | 10.4776 | 10.4253 | 10.4576 | 10.469 | 10.4624 | 10.4763 | 10.4508 | 10.4253
SGC Manufactured Home - 1635 SF | 10.4405 | 10.4776 | 10.4253 | 10.4576 | 10.469 | 10.4624 | 10.4763 | 10.4508 | 10.4253
Base Case Central AC Use
Annual Space Cooling Use (kWh/yr)
Building Type | Portland | Seattle | Boise | Spokane | Missoula | Region | Cooling Zone 1 | Cooling Zone 2 | Cooling Zone 3
Pre94 Manufactured Home - 1010 SF | 742.0521 | 431.304 | 1460.6291 | 1020.876 | 967.4191 | 765.5175 | 510.861 | 906.6997 | 1460.6291
Post93 Manufactured Home NonSGC - 1475 SF | 510.0381 | 267.4228 | 1421.6054 | 783.6902 | 732.053 | 565.2756 | 336.3716 | 671.6352 | 1421.6054
SGC Manufactured Home - 1635 SF | 359.9827 | 178.1526 | 1058.7003 | 575.3343 | 529.7437 | 404.4977 | 230.327 | 487.1528 | 1058.7003
High Efficiency Case Central AC Duct Efficiency
Building Type | Portland | Seattle | Boise | Spokane | Missoula | Region | Cooling Zone 1 | Cooling Zone 2 | Cooling Zone 3
Pre94 Manufactured Home - 1010 SF | 93.9% | 93% | 92% | 92% | 92% | 92.73% | 92.85% | 92.76% | 92%
Post93 Manufactured Home NonSGC - 1475 SF | 93.9% | 93% | 92% | 92% | 92% | 92.73% | 92.85% | 92.76% | 92%
SGC Manufactured Home - 1635 SF | 93.9% | 93% | 92% | 92% | 92% | 92.73% | 92.85% | 92.76% | 92%
High Efficiency Case Central AC System Efficiency
w/Real SEER
Building Type | Portland | Seattle | Boise | Spokane | Missoula | Region | Cooling Zone 1 | Cooling Zone 2 | Cooling Zone 3
Pre94 Manufactured Home - 1010 SF | 14.059 | 14.2189 | 13.9934 | 14.1328 | 14.182 | 14.1535 | 14.2134 | 14.1033 | 13.9934
Post93 Manufactured Home NonSGC - 1475 SF | 14.059 | 14.2189 | 13.9934 | 14.1328 | 14.182 | 14.1535 | 14.2134 | 14.1033 | 13.9934
SGC Manufactured Home - 1635 SF | 14.059 | 14.2189 | 13.9934 | 14.1328 | 14.182 | 14.1535 | 14.2134 | 14.1033 | 13.9934
High Efficiency Case Central AC Use
Annual Space Cooling Use (kWh/yr) w/SEER
Building Type | Portland | Seattle | Boise | Spokane | Missoula | Region | Cooling Zone 1 | Cooling Zone 2 | Cooling Zone 3
Pre94 Manufactured Home - 1010 SF | 513.5039 | 290.478 | 993.566 | 689.7127 | 652.0394 | 519.0108 | 344.0981 | 618.5692 | 993.566
Post93 Manufactured Home NonSGC - 1475 SF | 352.949 | 180.106 | 967.0209 | 529.468 | 493.4029 | 383.2494 | 226.5682 | 458.2034 | 967.0209
SGC Manufactured Home - 1635 SF | 249.1099 | 119.9836 | 720.1613 | 388.7009 | 357.0466 | 274.2441 | 155.1402 | 332.3457 | 720.1613
High Efficiency Central AC Savings
Annual Space Cooling Savings (kWh/yr) w/Nominal SEER |  | 14.1
Building Type | Portland | Seattle | Boise | Spokane | Missoula | Region | Cooling Zone 1 | Cooling Zone 2 | Cooling Zone 3
Pre94 Manufactured Home - 1010 SF | 228.5482 | 140.826 | 467.0631 | 331.1632 | 315.3797 | 246.5067 | 166.7628 | 288.1304 | 467.0631
Post93 Manufactured Home NonSGC - 1475 SF | 157.0891 | 87.3168 | 454.5846 | 254.2222 | 238.6501 | 182.0262 | 109.8034 | 213.4318 | 454.5846
SGC Manufactured Home - 1635 SF | 110.8728 | 58.169 | 338.5389 | 186.6334 | 172.697 | 130.2536 | 75.1868 | 154.8071 | 338.5389
Base Case Electric Zonal Space Heating Use
Annual Space Heating Use (kWh/yr) w/Zonal
Building Type | Portland | Seattle | Boise | Spokane | Missoula | Region | Heating Zone 1 | Heating Zone 2 | Heating Zone 3
Pre94 Manufactured Home - 1010 SF | 7003.5848 | 8013.4492 | 9136.4707 | 11841.3946 | 13898.3106 | 8769.2693 | 7940.752 | 11435.656 | 13898.3106
Post93 Manufactured Home NonSGC - 1475 SF | 5910.9482 | 6779.3416 | 7531.9778 | 10296.9698 | 12266.3256 | 7419.934 | 6663.563 | 9882.221 | 12266.3256
SGC Manufactured Home - 1635 SF | 3791.9051 | 4382.2957 | 4884.5106 | 7027.6074 | 8210.3479 | 4845.7051 | 4301.2127 | 6706.1428 | 8210.3479
Base Case Forced Air Furnace Duct Efficiency
Building Type | Portland | Seattle | Boise | Spokane | Missoula | Region | Heating Zone 1 | Heating Zone 2 | Heating Zone 3
Pre94 Manufactured Home - 1010 SF | 85% | 85% | 84% | 84% | 84% | 84.6% | 84.75% | 84% | 84%
Post93 Manufactured Home NonSGC - 1475 SF | 85% | 85% | 84% | 84% | 84% | 84.6% | 84.75% | 84% | 84%
SGC Manufactured Home - 1635 SF | 85% | 85% | 84% | 84% | 84% | 84.6% | 84.75% | 84% | 84%
Base Case Forced Air Furnace Space Heating Use
Annual Space Heating Use (kWh/yr) w/FAF
Building Type | Portland | Seattle | Boise | Spokane | Missoula | Region | Heating Zone 1 | Heating Zone 2 | Heating Zone 3
Pre94 Manufactured Home - 1010 SF | 8239.5115 | 9427.5873 | 10876.7508 | 14096.8983 | 16545.6079 | 10365.5665 | 9369.6189 | 13613.8762 | 16545.6079
Post93 Manufactured Home NonSGC - 1475 SF | 6954.0566 | 7975.696 | 8966.6403 | 12258.2974 | 14602.7686 | 8770.6076 | 7862.6112 | 11764.5488 | 14602.7686
SGC Manufactured Home - 1635 SF | 4461.0648 | 5155.642 | 5814.8936 | 8366.1992 | 9774.2237 | 5727.7838 | 5075.1772 | 7983.5034 | 9774.2237
Base Case Heat Pump Duct System Efficiency
Building Type | Portland | Seattle | Boise | Spokane | Missoula | Region | Heating Zone 1 | Heating Zone 2 | Heating Zone 3
Pre94 Manufactured Home - 1010 SF | 82.66% | 82.76% | 82.04% | 82.1% | 81.58% | 82.44% | 82.55% | 82.09% | 81.58%
Post93 Manufactured Home NonSGC - 1475 SF | 82.66% | 82.76% | 82.04% | 82.1% | 81.58% | 82.44% | 82.55% | 82.09% | 81.58%
SGC Manufactured Home - 1635 SF | 82.66% | 82.76% | 82.04% | 82.1% | 81.58% | 82.44% | 82.55% | 82.09% | 81.58%
Base Case Heat Pump System Efficiency
Annual Space Heating Use (kWh/yr) w/Real HSPF
Building Type | Portland | Seattle | Boise | Spokane | Missoula | Region | Heating Zone 1 | Heating Zone 2 | Heating Zone 3
Pre94 Manufactured Home - 1010 SF | 6.7496 | 6.7479 | 6.7622 | 6.7635 | 6.7674 | 6.7544 | 6.7521 | 6.7633 | 6.7674
Post93 Manufactured Home NonSGC - 1475 SF | 6.7496 | 6.7479 | 6.7622 | 6.7635 | 6.7674 | 6.7544 | 6.7521 | 6.7633 | 6.7674
SGC Manufactured Home - 1635 SF | 6.7496 | 6.7479 | 6.7622 | 6.7635 | 6.7674 | 6.7544 | 6.7521 | 6.7633 | 6.7674
Base Case Heat Pump Space Heating Use
Annual Space Heating Use (kWh/yr) w/Real HSPF
Building Type | Portland | Seattle | Boise | Spokane | Missoula | Region | Heating Zone 1 | Heating Zone 2 | Heating Zone 3
Pre94 Manufactured Home - 1010 SF | 4284.3586 | 4897.3795 | 5620.8424 | 7278.1816 | 8591.9446 | 5375.3123 | 4862.6167 | 7029.7768 | 8591.9446
Post93 Manufactured Home NonSGC - 1475 SF | 3615.9513 | 4143.1608 | 4633.7434 | 6328.918 | 7583.0505 | 4548.2082 | 4080.5143 | 6074.8424 | 7583.0505
SGC Manufactured Home - 1635 SF | 2319.6522 | 2678.2181 | 3004.9968 | 4319.4407 | 5075.6424 | 2970.2792 | 2633.9002 | 4122.4297 | 5075.6424
High Efficiency Heat Pump Duct System Efficiency
Building Type | Portland | Seattle | Boise | Spokane | Missoula | Region | Heating Zone 1 | Heating Zone 2 | Heating Zone 3
Pre94 Manufactured Home - 1010 SF | 92.6% | 93% | 92% | 92% | 92% | 92.52% | 92.61% | 92% | 92%
Post93 Manufactured Home NonSGC - 1475 SF | 92.6% | 93% | 92% | 92% | 92% | 92.52% | 92.61% | 92% | 92%
SGC Manufactured Home - 1635 SF | 92.6% | 93% | 92% | 92% | 92% | 92.52% | 92.61% | 92% | 92%
High Efficiency Heat Pump System Efficiency
Building Type | Portland | Seattle | Boise | Spokane | Missoula | Region | Heating Zone 1 | Heating Zone 2 | Heating Zone 3
Pre94 Manufactured Home - 1010 SF | 11.1032 | 11.1729 | 10.5579 | 10.5005 | 10.3324 | 10.8959 | 10.9948 | 10.5091 | 10.3324
Post93 Manufactured Home NonSGC - 1475 SF | 11.1032 | 11.1729 | 10.5579 | 10.5005 | 10.3324 | 10.8959 | 10.9948 | 10.5091 | 10.3324
SGC Manufactured Home - 1635 SF | 11.1032 | 11.1729 | 10.5579 | 10.5005 | 10.3324 | 10.8959 | 10.9948 | 10.5091 | 10.3324
High Efficiency Heat Pump Space Heating Use
Annual Space Heating Use (kWh/yr) w/Real HSPF
Building Type | Portland | Seattle | Boise | Spokane | Missoula | Region | Heating Zone 1 | Heating Zone 2 | Heating Zone 3
Pre94 Manufactured Home - 1010 SF | 2324.8639 | 2632.1275 | 3210.3278 | 4183.515 | 4990.1002 | 2968.9246 | 2661.6717 | 4036.8592 | 4990.1002
Post93 Manufactured Home NonSGC - 1475 SF | 1962.1594 | 2226.7679 | 2646.5491 | 3637.8762 | 4404.1463 | 2512.0935 | 2233.5689 | 3488.4868 | 4404.1463
SGC Manufactured Home - 1635 SF | 1258.7358 | 1439.4252 | 1716.2952 | 2482.8242 | 2947.8733 | 1640.5623 | 1441.7294 | 2367.311 | 2947.8733
High Efficiency Heat Pump Space Heating Savings over Zonal Base Case
Space Heating Savings (kWh/yr) w/HSPF=>
Building Type | Portland | Seattle | Boise | Spokane | Missoula | Region | Heating Zone 1 | Heating Zone 2 | Heating Zone 3
Pre94 Manufactured Home - 1010 SF | 4678.7209 | 5381.3217 | 5926.1429 | 7657.8796 | 8908.2104 | 5800.3447 | 5279.0804 | 7398.7968 | 8908.2104
Post93 Manufactured Home NonSGC - 1475 SF | 3948.7887 | 4552.5737 | 4885.4288 | 6659.0936 | 7862.1793 | 4907.8405 | 4429.9941 | 6393.7342 | 7862.1793
SGC Manufactured Home - 1635 SF | 2533.1692 | 2942.8705 | 3168.2155 | 4544.7832 | 5262.4746 | 3205.1427 | 2859.4833 | 4338.8318 | 5262.4746
High Efficiency Heat Pump Space Conditioning Savings over Zonal Base Case (Net of added air conditioning loads)
Space Conditioning Savings (kWh/yr) w/HSPF=>
Building Type | Portland | Seattle | Boise | Spokane | Missoula | Region | Heating & Cooling Zone 1 | Heating & Cooling Zone 2 | Heating & Cooling Zone 3
Pre94 Manufactured Home - 1010 SF | 4165.217 | 5090.8438 | 4932.5769 | 6968.1668 | 8256.171 | 5281.3339 | 4934.9822 | 6405.2308 | 8289.6412 |  | Note: Benton PUD PRISM results indicated that Zonal
Post93 Manufactured Home NonSGC - 1475 SF | 3595.8398 | 4372.4677 | 3918.4079 | 6129.6256 | 7368.7764 | 4524.591 | 4203.4259 | 5426.7133 | 7403.9759 |  | to HSPF 8.0 Conversions saved 3965 kWh/yr in fully weatherized homes
SGC Manufactured Home - 1635 SF | 2284.0594 | 2822.8868 | 2448.0542 | 4156.0823 | 4905.428 | 2930.8986 | 2704.343 | 3618.6705 | 4930.1289 |  | This estimate for Zone 1 appears to be consistent.
High Efficiency Heat Pump Space Heating Savings over FAF w/o CAC Base Case
Space Conditioning Savings (kWh/yr) w/HSPF=>
Building Type | Portland | Seattle | Boise | Spokane | Missoula | Region | Heating & Cooling Zone 1 | Heating & Cooling Zone 2 | Heating & Cooling Zone 3
Pre94 Manufactured Home - 1010 SF | 5914.6476 | 6795.4598 | 7666.423 | 9913.3833 | 11555.5077 | 7396.6419 | 6707.9472 | 9577.017 | 11555.5077 |  | Note: Benton PUD PRISM results indicated that FAF w/AC
Post93 Manufactured Home NonSGC - 1475 SF | 4991.8972 | 5748.9281 | 6320.0912 | 8620.4211 | 10198.6223 | 6258.514 | 5629.0423 | 8276.062 | 10198.6223 |  | to HSPF 8.0 Conversions saved 8827 kWh/yr in fully weatherized homes
SGC Manufactured Home - 1635 SF | 3202.3289 | 3716.2168 | 4098.5985 | 5883.375 | 6826.3504 | 4087.2214 | 3633.4478 | 5616.1924 | 6826.3504 |  | This estimate for Zone 1 appears conservative.
High Efficiency Heat Pump Space Conditioning Savings over FAF w/CAC Base Case
Space Conditioning Savings (kWh/yr) w/HSPF=>
Building Type | Portland | Seattle | Boise | Spokane | Missoula | Region | Heating & Cooling Zone 1 | Heating & Cooling Zone 2 | Heating & Cooling Zone 3
Pre94 Manufactured Home - 1010 SF | 6143.1959 | 6936.2859 | 8133.4861 | 10244.5465 | 11870.8874 | 7643.1486 | 6874.7101 | 10044.0801 | 11843.6381
Post93 Manufactured Home NonSGC - 1475 SF | 5148.9863 | 5836.245 | 6774.6758 | 8874.6434 | 10437.2724 | 6440.5402 | 5738.8457 | 8730.6466 | 10412.0541
SGC Manufactured Home - 1635 SF | 3313.2018 | 3774.3858 | 4437.1374 | 6070.0084 | 6999.0474 | 4217.475 | 3708.6345 | 5954.7313 | 6981.1575
High Efficiency Heat Pump Space Heat Savings over Base Case Heat Pump
Space Heating Savings (kWh/yr) w/HSPF =>
Building Type | Portland | Seattle | Boise | Spokane | Missoula | Region | Heating Zone 1 | Heating Zone 2 | Heating Zone 3
Pre94 Manufactured Home - 1010 SF | 1959.4947 | 2265.2521 | 2410.5146 | 3094.6665 | 3601.8445 | 2406.3877 | 2200.945 | 2992.9176 | 3601.8445
Post93 Manufactured Home NonSGC - 1475 SF | 1653.7919 | 1916.3929 | 1987.1943 | 2691.0418 | 3178.9041 | 2036.1147 | 1846.9454 | 2586.3556 | 3178.9041
SGC Manufactured Home - 1635 SF | 1060.9164 | 1238.7929 | 1288.7016 | 1836.6165 | 2127.7691 | 1329.7169 | 1192.1708 | 1755.1186 | 2127.7691
High Efficiency Heat Pump Space Conditioning Savings over Base Case Heat Pump
Space Conditioning Savings (kWh/yr) w/HSPF=>
Building Type | Portland | Seattle | Boise | Spokane | Missoula | Region | Heating & Cooling Zone 1 | Heating & Cooling Zone 2 | Heating & Cooling Zone 3
Pre94 Manufactured Home - 1010 SF | 2188.043 | 2406.0781 | 2877.5777 | 3425.8297 | 3917.2242 | 2652.8944 | 2367.7079 | 3459.9807 | 3889.9749
Post93 Manufactured Home NonSGC - 1475 SF | 1810.881 | 2003.7098 | 2441.7789 | 2945.264 | 3417.5542 | 2218.1409 | 1956.7489 | 3040.9402 | 3392.3359
SGC Manufactured Home - 1635 SF | 1171.7892 | 1296.962 | 1627.2405 | 2023.2499 | 2300.4662 | 1459.9704 | 1267.3576 | 2093.6576 | 2282.5762
Location | Portland |  |  | Seattle |  |  | Boise |  |  | Spokane |  |  | Missoula
Building Type | Pre94 Manufactured Home - 1010 SF | Post93 Manufactured Home NonSGC - 1475 SF | SGC Manufactured Home - 1635 SF | Pre94 Manufactured Home - 1010 SF | Post93 Manufactured Home NonSGC - 1475 SF | SGC Manufactured Home - 1635 SF | Pre94 Manufactured Home - 1010 SF | Post93 Manufactured Home NonSGC - 1475 SF | SGC Manufactured Home - 1635 SF | Pre94 Manufactured Home - 1010 SF | Post93 Manufactured Home NonSGC - 1475 SF | SGC Manufactured Home - 1635 SF | Pre94 Manufactured Home - 1010 SF | Post93 Manufactured Home NonSGC - 1475 SF | SGC Manufactured Home - 1635 SF
Base Case Annual Loads - Zonal Systems w/o AC
Space Heating Load (kWh/yr)* | 7003.5848 | 5910.9482 | 3791.9051 | 8013.4492 | 6779.3416 | 4382.2957 | 9136.4707 | 7531.9778 | 4884.5106 | 11841.3946 | 10296.9698 | 7027.6074 | 13898.3106 | 12266.3256 | 8210.3479
Space Cooling Load (kWh/yr)
Manufactured Home Use from SGCSF.xls & ResWXMH.xls
Base Case System Efficiency
Heating (HSPF) | 3.413 | 3.413 | 3.413 | 3.413 | 3.413 | 3.413 | 3.413 | 3.413 | 3.413 | 3.413 | 3.413 | 3.413 | 3.413 | 3.413 | 3.413
Heating (COP) | 1 | 1 | 1 | 1 | 1 | 1 | 1 | 1 | 1 | 1 | 1 | 1 | 1 | 1 | 1
Cooling (SEER) | 10.4405 | 10.4405 | 10.4405 | 10.4776 | 10.4776 | 10.4776 | 10.4253 | 10.4253 | 10.4253 | 10.4576 | 10.4576 | 10.4576 | 10.469 | 10.469 | 10.469
Duct (%)* | 100% | 100% | 100% | 100% | 100% | 100% | 100% | 100% | 100% | 100% | 100% | 100% | 100% | 100% | 100%
*Source:Ecotope NEEA Baseline Study
Base Case Annual Energy Use
Space Heating Use (kWh/yr) | 7003.5848 | 5910.9482 | 3791.9051 | 8013.4492 | 6779.3416 | 4382.2957 | 9136.4707 | 7531.9778 | 4884.5106 | 11841.3946 | 10296.9698 | 7027.6074 | 13898.3106 | 12266.3256 | 8210.3479
Space Cooling Use (kWh/yr) | 0 | 0 | 0 | 0 | 0 | 0 | 0 | 0 | 0 | 0 | 0 | 0 | 0 | 0 | 0
Location | Portland |  |  | Seattle |  |  | Boise |  |  | Spokane |  |  | Missoula
Building Type | Pre94 Manufactured Home | Post93 Manufactured Home NonSGC | SGC Manufactured Home | Pre94 Manufactured Home | Post93 Manufactured Home NonSGC | SGC Manufactured Home | Pre94 Manufactured Home | Post93 Manufactured Home NonSGC | SGC Manufactured Home | Pre94 Manufactured Home | Post93 Manufactured Home NonSGC | SGC Manufactured Home | Pre94 Manufactured Home | Post93 Manufactured Home NonSGC | SGC Manufactured Home
Base Case Annual Loads - Forced Air Systems w/o AC
Space Heating Load (kWh/yr)* | 7003.5848 | 5910.9482 | 3791.9051 | 8013.4492 | 6779.3416 | 4382.2957 | 9136.4707 | 7531.9778 | 4884.5106 | 11841.3946 | 10296.9698 | 7027.6074 | 13898.3106 | 12266.3256 | 8210.3479
Space Cooling Load (kWh/yr) | 1986.2205 | 1365.1981 | 963.5509 | 1125.4491 | 697.8158 | 464.8733 | 3747.7577 | 3647.6288 | 2716.4679 | 2627.5319 | 2017.063 | 1480.7962 | 2492.659 | 1886.2129 | 1364.9413
Manufactured Home Use from SGCSF.xls & ResWXMH.xls
Base Case System Efficiency
Heating (HSPF) | 3.413 | 3.413 | 3.413 | 3.413 | 3.413 | 3.413 | 3.413 | 3.413 | 3.413 | 3.413 | 3.413 | 3.413 | 3.413 | 3.413 | 3.413
Heating (COP) | 1 | 1 | 1 | 1 | 1 | 1 | 1 | 1 | 1 | 1 | 1 | 1 | 1 | 1 | 1
Cooling (SEER) | 10.4405 | 10.4405 | 10.4405 | 10.4776 | 10.4776 | 10.4776 | 10.4253 | 10.4253 | 10.4253 | 10.4576 | 10.4576 | 10.4576 | 10.469 | 10.469 | 10.469
Duct (%)* | 85% | 85% | 85% | 85% | 85% | 85% | 84% | 84% | 84% | 84% | 84% | 84% | 84% | 84% | 84%
Base Case Annual Energy Use
Space Heating Use (kWh/yr) | 8239.5115 | 6954.0566 | 4461.0648 | 9427.5873 | 7975.696 | 5155.642 | 10876.7508 | 8966.6403 | 5814.8936 | 14096.8983 | 12258.2974 | 8366.1992 | 16545.6079 | 14602.7686 | 9774.2237
Space Cooling Use (kWh/yr) | 763.8772 | 525.0392 | 370.5704 | 431.304 | 267.4228 | 178.1526 | 1460.6291 | 1421.6054 | 1058.7003 | 1020.876 | 783.6902 | 575.3343 | 967.4191 | 732.053 | 529.7437
Location | Portland |  |  | Seattle |  |  | Boise |  |  | Spokane |  |  | Missoula
Building Type | Pre94 Manufactured Home | Post93 Manufactured Home NonSGC | SGC Manufactured Home | Pre94 Manufactured Home | Post93 Manufactured Home NonSGC | SGC Manufactured Home | Pre94 Manufactured Home | Post93 Manufactured Home NonSGC | SGC Manufactured Home | Pre94 Manufactured Home | Post93 Manufactured Home NonSGC | SGC Manufactured Home | Pre94 Manufactured Home | Post93 Manufactured Home NonSGC | SGC Manufactured Home
Base Case Annual Loads - Forced Air Furnace Systems w/CAC
Space Heating Load (kWh/yr)* | 7003.5848 | 5910.9482 | 3791.9051 | 8013.4492 | 6779.3416 | 4382.2957 | 9136.4707 | 7531.9778 | 4884.5106 | 11841.3946 | 10296.9698 | 7027.6074 | 13898.3106 | 12266.3256 | 8210.3479
Space Cooling Load (kWh/yr) | 1986.2205 | 1365.1981 | 963.5509 | 1125.4491 | 697.8158 | 464.8733 | 3747.7577 | 3647.6288 | 2716.4679 | 2627.5319 | 2017.063 | 1480.7962 | 2492.659 | 1886.2129 | 1364.9413
Manufactured Home Use from SGCSF.xls & ResWXMH.xls
Base Case System Efficiency
Heating (HSPF) | 3.413 | 3.413 | 3.413 | 3.413 | 3.413 | 3.413 | 3.413 | 3.413 | 3.413 | 3.413 | 3.413 | 3.413 | 3.413 | 3.413 | 3.413
Heating (COP) | 1 | 1 | 1 | 1 | 1 | 1 | 1 | 1 | 1 | 1 | 1 | 1 | 1 | 1 | 1
Cooling (SEER) | 10.4405 | 10.4405 | 10.4405 | 10.4776 | 10.4776 | 10.4776 | 10.4253 | 10.4253 | 10.4253 | 10.4576 | 10.4576 | 10.4576 | 10.469 | 10.469 | 10.469
Heating Duct (%)* | 85% | 85% | 85% | 85% | 85% | 85% | 84% | 84% | 84% | 84% | 84% | 84% | 84% | 84% | 84%
Cooling Duct (%) | 87.5% | 87.5% | 87.5% | 85% | 85% | 85% | 84% | 84% | 84% | 84% | 84% | 84% | 84% | 84% | 84%
Base Case Annual Energy Use
Space Heating Use (kWh/yr) | 8239.5115 | 6954.0566 | 4461.0648 | 9427.5873 | 7975.696 | 5155.642 | 10876.7508 | 8966.6403 | 5814.8936 | 14096.8983 | 12258.2974 | 8366.1992 | 16545.6079 | 14602.7686 | 9774.2237
Space Cooling Use (kWh/yr) | 742.0521 | 510.0381 | 359.9827 | 431.304 | 267.4228 | 178.1526 | 1460.6291 | 1421.6054 | 1058.7003 | 1020.876 | 783.6902 | 575.3343 | 967.4191 | 732.053 | 529.7437
Location | Portland |  |  | Seattle |  |  | Boise |  |  | Spokane |  |  | Missoula
Building Type | Pre94 Manufactured Home | Post93 Manufactured Home NonSGC | SGC Manufactured Home | Pre94 Manufactured Home | Post93 Manufactured Home NonSGC | SGC Manufactured Home | Pre94 Manufactured Home | Post93 Manufactured Home NonSGC | SGC Manufactured Home | Pre94 Manufactured Home | Post93 Manufactured Home NonSGC | SGC Manufactured Home | Pre94 Manufactured Home | Post93 Manufactured Home NonSGC | SGC Manufactured Home
Base Case Heat Pump & Central AC Annual Loads
Space Heating Load (kWh/yr)* | 7003.5848 | 5910.9482 | 3791.9051 | 8013.4492 | 6779.3416 | 4382.2957 | 9136.4707 | 7531.9778 | 4884.5106 | 11841.3946 | 10296.9698 | 7027.6074 | 13898.3106 | 12266.3256 | 8210.3479
Space Cooling Load (kWh/yr) | 1986.2205 | 1365.1981 | 963.5509 | 1125.4491 | 697.8158 | 464.8733 | 3747.7577 | 3647.6288 | 2716.4679 | 2627.5319 | 2017.063 | 1480.7962 | 2492.659 | 1886.2129 | 1364.9413
Manufactured Home Use from SGCSF.xls & ResWXMH.xls
Base Case Heat Pump System Efficiency
Heating (HSPF) | 6.7496 | 6.7496 | 6.7496 | 6.7479 | 6.7479 | 6.7479 | 6.7622 | 6.7622 | 6.7622 | 6.7635 | 6.7635 | 6.7635 | 6.7674 | 6.7674 | 6.7674
Heating (COP) | 1.9776 | 1.9776 | 1.9776 | 1.9771 | 1.9771 | 1.9771 | 1.9813 | 1.9813 | 1.9813 | 1.9817 | 1.9817 | 1.9817 | 1.9828 | 1.9828 | 1.9828
Cooling (SEER) | 10.4405 | 10.4405 | 10.4405 | 10.4776 | 10.4776 | 10.4776 | 10.4253 | 10.4253 | 10.4253 | 10.4576 | 10.4576 | 10.4576 | 10.469 | 10.469 | 10.469
Heating Duct (%)* | 82.66% | 82.66% | 82.66% | 82.76% | 82.76% | 82.76% | 82.04% | 82.04% | 82.04% | 82.1% | 82.1% | 82.1% | 81.58% | 81.58% | 81.58%
Cooling Duct (%) | 87.5% | 87.5% | 87.5% | 85% | 85% | 85% | 84% | 84% | 84% | 84% | 84% | 84% | 84% | 84% | 84%
Base Case Heat Pump Annual Energy Use
Space Heating Use (kWh/yr) | 4284.3586 | 3615.9513 | 2319.6522 | 4897.3795 | 4143.1608 | 2678.2181 | 5620.8424 | 4633.7434 | 3004.9968 | 7278.1816 | 6328.918 | 4319.4407 | 8591.9446 | 7583.0505 | 5075.6424
Space Cooling Use (kWh/yr) | 742.0521 | 510.0381 | 359.9827 | 431.304 | 267.4228 | 178.1526 | 1460.6291 | 1421.6054 | 1058.7003 | 1020.876 | 783.6902 | 575.3343 | 967.4191 | 732.053 | 529.7437
Location | Portland |  |  | Seattle |  |  | Boise |  |  | Spokane |  |  | Missoula
Building Type | Pre94 Manufactured Home | Post93 Manufactured Home NonSGC | SGC Manufactured Home | Pre94 Manufactured Home | Post93 Manufactured Home NonSGC | SGC Manufactured Home | Pre94 Manufactured Home | Post93 Manufactured Home NonSGC | SGC Manufactured Home | Pre94 Manufactured Home | Post93 Manufactured Home NonSGC | SGC Manufactured Home | Pre94 Manufactured Home | Post93 Manufactured Home NonSGC | SGC Manufactured Home
Converted Case Heat Pump & Central AC Annual Loads
Space Heating Load (kWh/yr)* | 7003.5848 | 5910.9482 | 3791.9051 | 8013.4492 | 6779.3416 | 4382.2957 | 9136.4707 | 7531.9778 | 4884.5106 | 11841.3946 | 10296.9698 | 7027.6074 | 13898.3106 | 12266.3256 | 8210.3479
Space Cooling Load (kWh/yr) | 1986.2205 | 1365.1981 | 963.5509 | 1125.4491 | 697.8158 | 464.8733 | 3747.7577 | 3647.6288 | 2716.4679 | 2627.5319 | 2017.063 | 1480.7962 | 2492.659 | 1886.2129 | 1364.9413
Manufactured Home Use from SGCSF.xls & ResWXMH.xls
Converted Case System Efficiency
Heating (HSPF) | 11.1032 | 11.1032 | 11.1032 | 11.1729 | 11.1729 | 11.1729 | 10.5579 | 10.5579 | 10.5579 | 10.5005 | 10.5005 | 10.5005 | 10.3324 | 10.3324 | 10.3324
Heating (COP) | 3.2532 | 3.2532 | 3.2532 | 3.2736 | 3.2736 | 3.2736 | 3.0934 | 3.0934 | 3.0934 | 3.0766 | 3.0766 | 3.0766 | 3.0274 | 3.0274 | 3.0274
Cooling (SEER) | 14.059 | 14.059 | 14.059 | 14.2189 | 14.2189 | 14.2189 | 13.9934 | 13.9934 | 13.9934 | 14.1328 | 14.1328 | 14.1328 | 14.182 | 14.182 | 14.182
Heating Duct (%)* | 92.6% | 92.6% | 92.6% | 93% | 93% | 93% | 92% | 92% | 92% | 92% | 92% | 92% | 92% | 92% | 92%
Cooling Duct (%) | 93.9% | 93.9% | 93.9% | 93% | 93% | 93% | 92% | 92% | 92% | 92% | 92% | 92% | 92% | 92% | 92%
Converted Case Annual Energy Use
Space Heating Use (kWh/yr) | 2324.8639 | 1962.1594 | 1258.7358 | 2632.1275 | 2226.7679 | 1439.4252 | 3210.3278 | 2646.5491 | 1716.2952 | 4183.515 | 3637.8762 | 2482.8242 | 4990.1002 | 4404.1463 | 2947.8733
Space Cooling Use (kWh/yr) | 513.5039 | 352.949 | 249.1099 | 290.478 | 180.106 | 119.9836 | 993.566 | 967.0209 | 720.1613 | 689.7127 | 529.468 | 388.7009 | 652.0394 | 493.4029 | 357.0466
| Portland |  |  | Seattle |  |  | Boise |  |  | Spokane |  |  | Missoula
Base Case Efficiency Equipment Assumptions | Pre94 Manufactured Home | Post93 Manufactured Home NonSGC | SGC Manufactured Home | Pre94 Manufactured Home | Post93 Manufactured Home NonSGC | SGC Manufactured Home | Pre94 Manufactured Home | Post93 Manufactured Home NonSGC | SGC Manufactured Home | Pre94 Manufactured Home | Post93 Manufactured Home NonSGC | SGC Manufactured Home | Pre94 Manufactured Home | Post93 Manufactured Home NonSGC | SGC Manufactured Home
Nominal HSPF | 7.1 | 7.1 | 7.1 | 7.1 | 7.1 | 7.1 | 7.1 | 7.1 | 7.1 | 7.1 | 7.1 | 7.1 | 7.1 | 7.1 | 7.1
Nominal SEER | 11 | 11 | 11 | 11 | 11 | 11 | 11 | 11 | 11 | 11 | 11 | 11 | 11 | 11 | 11
Efficiency Adjusted HSPF | 7.1048 | 7.1048 | 7.1048 | 7.1031 | 7.1031 | 7.1031 | 7.1181 | 7.1181 | 7.1181 | 7.1195 | 7.1195 | 7.1195 | 7.1236 | 7.1236 | 7.1236
Efficiency Adjusted SEER | 10.99 | 10.99 | 10.99 | 11.029 | 11.029 | 11.029 | 10.974 | 10.974 | 10.974 | 11.008 | 11.008 | 11.008 | 11.02 | 11.02 | 11.02
Real HSPF | 6.7496 | 6.7496 | 6.7496 | 6.7479 | 6.7479 | 6.7479 | 6.7622 | 6.7622 | 6.7622 | 6.7635 | 6.7635 | 6.7635 | 6.7674 | 6.7674 | 6.7674
Real SEER | 10.4405 | 10.4405 | 10.4405 | 10.4776 | 10.4776 | 10.4776 | 10.4253 | 10.4253 | 10.4253 | 10.4576 | 10.4576 | 10.4576 | 10.469 | 10.469 | 10.469
Climate Adjustment on HSPF | 100% | 100% | 100% | 100% | 100% | 100% | 100% | 100% | 100% | 100% | 100% | 100% | 100% | 100% | 100%
Control System Efficiency Impact on HSPF | 100% | 100% | 100% | 100% | 100% | 100% | 100% | 100% | 100% | 100% | 100% | 100% | 100% | 100% | 100%
Commissioning System Efficiency Impact on HSPF | 95% | 95% | 95% | 95% | 95% | 95% | 95% | 95% | 95% | 95% | 95% | 95% | 95% | 95% | 95%
Climate Adjustment on SEER | 100% | 100% | 100% | 100% | 100% | 100% | 100% | 100% | 100% | 100% | 100% | 100% | 100% | 100% | 100%
Commissioning System Efficiency Impact on SEER | 95% | 95% | 95% | 95% | 95% | 95% | 95% | 95% | 95% | 95% | 95% | 95% | 95% | 95% | 95%
PTCS Specification Specifications | Pre94 Manufactured Home | Post93 Manufactured Home NonSGC | SGC Manufactured Home | Pre94 Manufactured Home | Post93 Manufactured Home NonSGC | SGC Manufactured Home | Pre94 Manufactured Home | Post93 Manufactured Home NonSGC | SGC Manufactured Home | Pre94 Manufactured Home | Post93 Manufactured Home NonSGC | SGC Manufactured Home | Pre94 Manufactured Home | Post93 Manufactured Home NonSGC | SGC Manufactured Home
Nominal HSPF | 11.3 | 11.3 | 11.3 | 11.3 | 11.3 | 11.3 | 11.3 | 11.3 | 11.3 | 11.3 | 11.3 | 11.3 | 11.3 | 11.3 | 11.3
Nominal SEER | 14.1 | 14.1 | 14.1 | 14.1 | 14.1 | 14.1 | 14.1 | 14.1 | 14.1 | 14.1 | 14.1 | 14.1 | 14.1 | 14.1 | 14.1
Efficiency Adjusted HSPF | 11.1032 | 11.1032 | 11.1032 | 11.1729 | 11.1729 | 11.1729 | 10.5579 | 10.5579 | 10.5579 | 10.5005 | 10.5005 | 10.5005 | 10.3324 | 10.3324 | 10.3324
Efficiency Adjusted SEER | 14.059 | 14.059 | 14.059 | 14.2189 | 14.2189 | 14.2189 | 13.9934 | 13.9934 | 13.9934 | 14.1328 | 14.1328 | 14.1328 | 14.182 | 14.182 | 14.182
Real HSPF | 11.1032 | 11.1032 | 11.1032 | 11.1729 | 11.1729 | 11.1729 | 10.5579 | 10.5579 | 10.5579 | 10.5005 | 10.5005 | 10.5005 | 10.3324 | 10.3324 | 10.3324
Real SEER | 14.059 | 14.059 | 14.059 | 14.2189 | 14.2189 | 14.2189 | 13.9934 | 13.9934 | 13.9934 | 14.1328 | 14.1328 | 14.1328 | 14.182 | 14.182 | 14.182
Climate Adjustment on HSPF | 100% | 100% | 100% | 100% | 100% | 100% | 100% | 100% | 100% | 100% | 100% | 100% | 100% | 100% | 100%
Control System Efficiency Impact on HSPF | 100% | 100% | 100% | 100% | 100% | 100% | 100% | 100% | 100% | 100% | 100% | 100% | 100% | 100% | 100%
Commissioning System Efficiency Impact on HSPF | 100% | 100% | 100% | 100% | 100% | 100% | 100% | 100% | 100% | 100% | 100% | 100% | 100% | 100% | 100%
Climate Adjustment on SEER | 100% | 100% | 100% | 100% | 100% | 100% | 100% | 100% | 100% | 100% | 100% | 100% | 100% | 100% | 100%
Commissioning System Efficiency Impact on SEER | 100% | 100% | 100% | 100% | 100% | 100% | 100% | 100% | 100% | 100% | 100% | 100% | 100% | 100% | 100%
Duct Sealing Assumptions |  | GeoHP duct system performance is set the same as FAF
Control System Assumption |  | GeoHP control performance is set the same as FAF (100%)
Commissioning Assumption |  | GeoHP commissioning performance is set the same as air source HP
Duct Location Assumption
Duct System Efficiency Assumptions w/Heat Pumps - Heating | Baseline Practice |  |  |  | RTF Heat Pump Specifications |  |  |  | PTCS Heat Pump Specifications | [7 empty] | Ducts | Controls | Commissioning | Duct Location | Duct Location | Specifications
Location | Crawlspace (All Ducts Outside) | 1/2 Basement (50% Ducts Outside) | Full Basement (All Ducts Inside) | Manufactured Homes | Crawlspace (All Ducts Outside) | 1/2 Basement (50% Ducts Outside) | Full Basement (All Ducts Inside) | Manufactured Homes | Crawlspace (All Ducts Outside) | 1/2 Basement (50% Ducts Outside) | Full Basement (All Ducts Inside) | Manufactured Homes |  |  |  | Case=> | 2 | 2 | 2 | 4 | Manufactured Homes (All Supply Ducts Outside) | PTCS Specification
Portland | 65.6% | 87.58% | 100% | 82.66% | 73.22% | 91.58% | 100% | 86% | 79.8% | 94.17% | 100% | 91.49% |  |  |  |  | RTF Specifications | RTF Specifications | RTF Specifications | Crawlspace (All Supply Ducts Outside)
Seattle | 65.78% | 87.58% | 100% | 82.76% | 73.54% | 91.6% | 100% | 86.2% | 80% | 94.17% | 100% | 91.5% |  |  |  |  | PTCS Specification | PTCS Specification | PTCS Specification | 1/2 Basement (>50% of Supply Ducts Outside)
Boise | 65.12% | 88.06% | 100% | 82.04% | 70.26% | 91.04% | 100% | 84.34% | 79.25% | 94.15% | 100% | 90.97% | [7 empty] | Full Basement (All Supply Ducts Inside)
Spokane | 65.2% | 88.06% | 100% | 82.1% | 70.28% | 91.04% | 100% | 84.32% | 79.26% | 94.15% | 100% | 90.97% | [7 empty] | Manufactured Homes (All Supply Ducts Outside)
Missoula | 64% | 87.98% | 100% | 81.58% | 68.48% | 90.7% | 100% | 83.48% | 78.49% | 94.13% | 100% | 90.65%
Duct System Efficiency Assumptions w/Heat Pumps - Cooling | Baseline Practice |  |  |  | RTF Heat Pump Specifications |  |  |  | PTCS Heat Pump Specifications
Location | Crawlspace (All Ducts Outside) | 1/2 Basement (50% Ducts Outside) | Full Basement (All Ducts Inside) | Manufactured Homes | Crawlspace (All Ducts Outside) | 1/2 Basement (50% Ducts Outside) | Full Basement (All Ducts Inside) | Manufactured Homes | Crawlspace (All Ducts Outside) | 1/2 Basement (50% Ducts Outside) | Full Basement (All Ducts Inside) | Manufactured Homes |  |  |  |  | HSPF Climate Adjustments | PDX | SEA | BOI | SPK | MIS
Portland | 81.1% | 91.5% | 100% | 87.5% | 85.6% | 93.9% | 100% | 89.5% | 90.4% | 96% | 100% | 93.9% |  |  |  |  | LowUA | 1 | 1 | 1 | 1 | 1
Seattle | 82.1% | 90% | 100% | 85% | 86.4% | 93% | 100% | 87% | 91% | 95% | 100% | 93% |  |  |  |  | HighUA | 1 | 1 | 1 | 1 | 1
Boise | 82.7% | 90% | 100% | 84% | 85.6% | 92% | 100% | 87% | 91% | 95% | 100% | 92% |  |  |  |  | SEER Climate Adjustments | PDX | SEA | BOI | SPK | MIS
Spokane | 84% | 90% | 100% | 84% | 86.6% | 92% | 100% | 87% | 91.7% | 95% | 100% | 92% |  |  |  |  | LowUA | 1 | 1 | 1 | 1 | 1
Missoula | 85% | 89% | 100% | 84% | 87.1% | 92% | 100% | 86% | 92.2% | 95% | 100% | 92% |  |  |  |  | HighUA | 1 | 1 | 1 | 1 | 1
Duct System Efficiency Assumptions w/Forced Air Furnaces | Baseline Practice |  |  |  | RTF Heat Pump Specifications |  |  |  | PTCS Heat Pump Specifications | [7 empty] | HSPF Efficiency Adjustments | PDX | SEA | BOI | SPK | MIS
Location | Crawlspace (All Ducts Outside) | 1/2 Basement (50% Ducts Outside) | Full Basement (All Ducts Inside) | Manufactured Homes | Crawlspace (All Ducts Outside) | 1/2 Basement (50% Ducts Outside) | Full Basement (All Ducts Inside) | Manufactured Homes | Crawlspace (All Ducts Outside) | 1/2 Basement (50% Ducts Outside) | Full Basement (All Ducts Inside) | Manufactured Homes |  |  |  |  | LowUA | 1.018 | 1.028 | 0.905 | 0.897 | 0.862
Portland | 72.3% | 90% | 100% | 85% | 78.5% | 92.6% | 100% | 87.1% | 84.9% | 95.3% | 100% | 92.6% |  |  |  |  | HighUA | 0.952 | 0.969 | 0.819 | 0.805 | 0.764
Seattle | 72.7% | 90% | 100% | 85% | 78.8% | 93% | 100% | 87% | 85.1% | 95% | 100% | 93% |  |  |  | Adjusted Rating |  | HSPFactual = 7.2 + EF*(HSPFrated-7.2)
Boise | 70.3% | 90% | 100% | 84% | 76.7% | 92% | 100% | 87% | 83.5% | 95% | 100% | 92% |  |  |  | Pre | LowUA | 7.0982 | 7.0972 | 7.1095 | 7.1103 | 7.1138
Spokane | 70.3% | 90% | 100% | 84% | 76.8% | 92% | 100% | 87% | 83.6% | 95% | 100% | 92% |  |  |  | Pre | HighUA | 7.1048 | 7.1031 | 7.1181 | 7.1195 | 7.1236
Missoula | 69.5% | 89% | 100% | 84% | 76.2% | 92% | 100% | 86% | 83.1% | 95% | 100% | 92% |  |  |  | Post | LowUA | 11.3738 | 11.4148 | 10.9105 | 10.8777 | 10.7342
Control System Impacts on Efficiency | [15 empty] | Post | HighUA | 11.1032 | 11.1729 | 10.5579 | 10.5005 | 10.3324
Location | Crawlspace (All Ducts Outside) | 1/2 Basement (50% Ducts Outside) | Full Basement (All Ducts Inside) | Manufactured Homes | Crawlspace (All Ducts Outside) | 1/2 Basement (50% Ducts Outside) | Full Basement (All Ducts Inside) | Manufactured Homes | Crawlspace (All Ducts Outside) | 1/2 Basement (50% Ducts Outside) | Full Basement (All Ducts Inside) | Manufactured Homes |  |  |  |  | SEER Efficiency Adjustments | PDX | SEA | BOI | SPK | MIS
Portland | 100% | 100% | 100% | 100% | 100% | 100% | 100% | 100% | 100% | 100% | 100% | 100% |  |  |  |  | LowUA | 1.03 | 1.06 | 1.005 | 1.04 | 1.049
Seattle | 100% | 100% | 100% | 100% | 100% | 100% | 100% | 100% | 100% | 100% | 100% | 100% |  |  |  |  | HighUA | 0.99 | 1.029 | 0.974 | 1.008 | 1.02
Boise | 100% | 100% | 100% | 100% | 100% | 100% | 100% | 100% | 100% | 100% | 100% | 100% |  |  |  | Adjusted Rating |  | SEERactual = 10.0 + EF*(SEERrated-10.0)
Spokane | 100% | 100% | 100% | 100% | 100% | 100% | 100% | 100% | 100% | 100% | 100% | 100% |  |  |  | Pre | LowUA | 11.03 | 11.06 | 11.005 | 11.04 | 11.049
Missoula | 100% | 100% | 100% | 100% | 100% | 100% | 100% | 100% | 100% | 100% | 100% | 100% |  |  |  | Pre | HighUA | 10.99 | 11.029 | 10.974 | 11.008 | 11.02
Commissioning Impacts on Efficiency (Charge & Flow) | [15 empty] | Post | LowUA | 14.223 | 14.346 | 14.1205 | 14.264 | 14.3009
Location | Crawlspace (All Ducts Outside) | 1/2 Basement (50% Ducts Outside) | Full Basement (All Ducts Inside) | Manufactured Homes | Crawlspace (All Ducts Outside) | 1/2 Basement (50% Ducts Outside) | Full Basement (All Ducts Inside) | Manufactured Homes | Crawlspace (All Ducts Outside) | 1/2 Basement (50% Ducts Outside) | Full Basement (All Ducts Inside) | Manufactured Homes |  |  |  | Post | HighUA | 14.059 | 14.2189 | 13.9934 | 14.1328 | 14.182
Portland | 95% | 95% | 95% | 95% | 95% | 95% | 95% | 95% | 100% | 100% | 100% | 100%
Seattle | 95% | 95% | 95% | 95% | 95% | 95% | 95% | 95% | 100% | 100% | 100% | 100%
Boise | 95% | 95% | 95% | 95% | 95% | 95% | 95% | 95% | 100% | 100% | 100% | 100%
Spokane | 95% | 95% | 95% | 95% | 95% | 95% | 95% | 95% | 100% | 100% | 100% | 100%
Missoula | 95% | 95% | 95% | 95% | 95% | 95% | 95% | 95% | 100% | 100% | 100% | 100%
Note on A260: Tom Eckman: GeoHP duct system performance set same as FAF

## GeoHP Cost Assumptions
Geothermal Heat Pump Cost
GeoHP System Cost Cost/Ton =>* |  | 2500
| Unit Size (Tons) | Total GeoHP System Cost | Incremental Cost over Air Source HP | Incremental Cost over FAF
Pre94 NonSGC Manufactured Home Geothermal Heat Pump Retrofit w/PTCS - Zone 1 | 2.5 | 6250 | 6250 | 6250
Post93 NonSGC Manufactured Home Geothermal Heat Pump Retrofit w/PTCS - Zone 1 | 3 | 7500 | 7500 | 7500
SGC Manufactured Home Geothermal Heat Pump w/PTCS - Zone 1 | 3 | 7500 | 7500 | 7500
Pre94 NonSGC Manufactured Home Geothermal Heat Pump Retrofit w/PTCS - Zone 2 | 2.5 | 6250 | 6250 | 6250
Post93 NonSGC Manufactured Home Geothermal Heat Pump Retrofit w/PTCS - Zone 2 | 3 | 7500 | 7500 | 7500
SGC Manufactured Home Geothermal Heat Pump - Zone 2 | 3 | 7500 | 7500 | 7500
Pre94 NonSGC Manufactured Home Geothermal Heat Pump Retrofit w/PTCS - Zone 3 | 2.5 | 6250 | 6250 | 6250
Post93 NonSGC Manufactured Home Geothermal Heat Pump Retrofit w/PTCS - Zone 3 | 3 | 7500 | 7500 | 7500
SGC Manufactured Home Geothermal Heat Pump - Zone 3 | 3 | 7500 | 7500 | 7500
*Source International Ground-Source Heat Pump Association (http://www.igshpa.okstate.edu/GHPBasic.htm)
PTCS Duct Sealing Cost | 285
DHW De-Superheater Cost | 600
Incremental Cost & Savings Lookup Table | Cost (2000$)
Pre94 NonSGC Manufactured Home Convert Air Source Heat Pump to Energy Star Geothermal Heat Pump w/PTCS Specifications - Heating Zone 1 | 6535
Pre94 NonSGC Manufactured Home Convert Air Source Heat Pump to Energy Star Geothermal Heat Pump w/PTCS Specifications - Heating Zone 2 | 6535
Pre94 NonSGC Manufactured Home Convert Air Source Heat Pump to Energy Star Geothermal Heat Pump w/PTCS Specifications - Heating Zone 3 | 6535
Pre94 NonSGC Manufactured Home Convert FAF w/o CAC to Energy Star Geothermal Heat Pump w/PTCS Specifications - Heating Zone 1 | 6535
Pre94 NonSGC Manufactured Home Convert FAF w/o CAC to Energy Star Geothermal Heat Pump w/PTCS Specifications - Heating Zone 2 | 6535
Pre94 NonSGC Manufactured Home Convert FAF w/o CAC to Energy Star Geothermal Heat Pump w/PTCS Specifications - Heating Zone 3 | 6535
Pre94 NonSGC Manufactured Home Convert FAF w/CAC to Energy Star Geothermal Heat Pump w/PTCS Specifications - Heating Zone 1 | 6535
Pre94 NonSGC Manufactured Home Convert FAF w/CAC to Energy Star Geothermal Heat Pump w/PTCS Specifications - Heating Zone 2 | 6535
Pre94 NonSGC Manufactured Home Convert FAF w/CAC to Energy Star Geothermal Heat Pump w/PTCS Specifications - Heating Zone 3 | 6535
Post93 NonSGC Manufactured Home Convert Air Source Heat Pump to Energy Star Geothermal Heat Pump w/PTCS Specifications - Heating Zone 1 | 7785
Post93 NonSGC Manufactured Home Convert Air Source Heat Pump to Energy Star Geothermal Heat Pump w/PTCS Specifications - Heating Zone 2 | 7785
Post93 NonSGC Manufactured Home Convert Air Source Heat Pump to Energy Star Geothermal Heat Pump w/PTCS Specifications - Heating Zone 3 | 7785
Post93 NonSGC Manufactured Home Convert FAF w/o CAC to Energy Star Geothermal Heat Pump w/PTCS Specifications - Heating Zone 1 | 7785
Post93 NonSGC Manufactured Home Convert FAF w/o CAC to Energy Star Geothermal Heat Pump w/PTCS Specifications - Heating Zone 2 | 7785
Post93 NonSGC Manufactured Home Convert FAF w/o CAC to Energy Star Geothermal Heat Pump w/PTCS Specifications - Heating Zone 3 | 7785
Post93 NonSGC Manufactured Home Convert FAF w/CAC to Energy Star Geothermal Heat Pump w/PTCS Specifications - Heating Zone 1 | 7785
Post93 NonSGC Manufactured Home Convert FAF w/CAC to Energy Star Geothermal Heat Pump w/PTCS Specifications - Heating Zone 2 | 7785
Post93 NonSGC Manufactured Home Convert FAF w/CAC to Energy Star Geothermal Heat Pump w/PTCS Specifications - Heating Zone 3 | 7785
SGC Manufactured Home Convert Air Source Heat Pump to Energy Star Geothermal Heat Pump w/PTCS Specifications - Heating Zone 1 | 7785
SGC Manufactured Home Convert Air Source Heat Pump to Energy Star Geothermal Heat Pump w/PTCS Specifications - Heating Zone 2 | 7785
SGC Manufactured Home Convert Air Source Heat Pump to Energy Star Geothermal Heat Pump w/PTCS Specifications - Heating Zone 3 | 7785
SGC Manufactured Home Convert FAF w/o CAC to Energy Star Geothermal Heat Pump w/PTCS Specifications - Heating Zone 1 | 7785
SGC Manufactured Home Convert FAF w/o CAC to Energy Star Geothermal Heat Pump w/PTCS Specifications - Heating Zone 2 | 7785
SGC Manufactured Home Convert FAF w/o CAC to Energy Star Geothermal Heat Pump w/PTCS Specifications - Heating Zone 3 | 7785
SGC Manufactured Home Convert FAF w/CAC to Energy Star Geothermal Heat Pump w/PTCS Specifications - Heating Zone 1 | 7785
SGC Manufactured Home Convert FAF w/CAC to Energy Star Geothermal Heat Pump w/PTCS Specifications - Heating Zone 2 | 7785
SGC Manufactured Home Convert FAF w/CAC to Energy Star Geothermal Heat Pump w/PTCS Specifications - Heating Zone 3 | 7785

## EStar Specification for GeoHP
Energy-Efficiency Criteria for ENERGY STAR Qualified Geothermal Heat Pumps (Version 2.0)
Product Type | EER | COP | Water Heating
Closed Loop | 14.1 | 3.3 | YES
With Integrated Water Heating | 14.1 | 3.3 | N/A
Open Loop | 16.2 | 3.6 | YES
With Integrated Water Heating | 16.2 | 3.6 | N/A
DX | 15 | 3.5 | YES
With Integrated Water Heating | 15 | 3.5 | N/A
Test Criteria: Manufacturers are required to perform tests and self-certify those product models that meet the ENERGY STAR guidelines.
A. Closed Loop Systems -Closed loop systems shall qualify under rating conditions in accordance with ISO 13256-1.
B. Open Loop Systems - Open loop systems shall qualify under rating conditions in accordance with ISO 13256-1.
C. DX Systems - DX systems shall qualify under rating conditions in accordance with ARI 870.

## GeoHP Load Shape & Load Factor
Estimated Load Factors for Geothermal Heat Pump (Space Conditioning only)
END-USE | Bulk Power System Winter Peak
Pre79 Construction Geothermal Heat Pump Retrofit - Zone 1 | 0
Pre79 Construction Geothermal Heat Pump Retrofit - Zone 2 | 0
Pre79 Construction Geothermal Heat Pump Retrofit - Zone 3 | 0.44232
Post79/Pre92 Construction Geothermal Heat Pump Retrofit - Zone 1 | 0
Post79/Pre92 Construction Geothermal Heat Pump Retrofit - Zone 2 | 0
Post79/Pre92 Construction Geothermal Heat Pump Retrofit - Zone 3 | 0.50117
New Contruction Geothermal Heat Pump - Zone 1 | 0
New Contruction Geothermal Heat Pump - Zone 2 | 0.32489
New Contruction Geothermal Heat Pump - Zone 3 | 0.74875
|  |  | Jan | Feb | Mar | Apr | May | Jun | Jul | Aug | Sep | Oct | Nov | Dec
PDX | 4678.7209 | 9733.0555 | 17.36% | 14.43% | 12.4% | 10.82% | 3.69% | 1.613% | 1.256% | 0.9371% | 1.932% | 5.642% | 11.11% | 18.8%
PDX | 3948.7887 | 8214.5913 | 17.36% | 14.43% | 12.4% | 10.82% | 3.69% | 1.613% | 1.256% | 0.9371% | 1.932% | 5.642% | 11.11% | 18.8%
PDX | 2533.1692 | 5269.7045 | 17.36% | 14.43% | 12.4% | 10.82% | 3.69% | 1.613% | 1.256% | 0.9371% | 1.932% | 5.642% | 11.11% | 18.8%
SEA | 5381.3217 | 11194.6629 | 17.36% | 14.43% | 12.4% | 10.82% | 3.69% | 1.613% | 1.256% | 0.9371% | 1.932% | 5.642% | 11.11% | 18.8%
SEA | 4552.5737 | 9470.6339 | 17.36% | 14.43% | 12.4% | 10.82% | 3.69% | 1.613% | 1.256% | 0.9371% | 1.932% | 5.642% | 11.11% | 18.8%
SEA | 2942.8705 | 6121.9983 | 17.36% | 14.43% | 12.4% | 10.82% | 3.69% | 1.613% | 1.256% | 0.9371% | 1.932% | 5.642% | 11.11% | 18.8%
Boise | 5926.1429 | 12328.044 | 20.13% | 15.55% | 10.88% | 10.3% | 2.59% | 1.418% | 1.94% | 2.047% | 2.036% | 6.801% | 12.63% | 13.68%
Boise | 4885.4288 | 10163.066 | 20.13% | 15.55% | 10.88% | 10.3% | 2.59% | 1.418% | 1.94% | 2.047% | 2.036% | 6.801% | 12.63% | 13.68%
Boise | 3168.2155 | 6590.7794 | 20.13% | 15.55% | 10.88% | 10.3% | 2.59% | 1.418% | 1.94% | 2.047% | 2.036% | 6.801% | 12.63% | 13.68%
SPK | 7657.8796 | 15930.5435 | 20.13% | 15.55% | 10.88% | 10.3% | 2.59% | 1.418% | 1.94% | 2.047% | 2.036% | 6.801% | 12.63% | 13.68%
SPK | 6659.0936 | 13852.7877 | 20.13% | 15.55% | 10.88% | 10.3% | 2.59% | 1.418% | 1.94% | 2.047% | 2.036% | 6.801% | 12.63% | 13.68%
SPK | 4544.7832 | 9454.4273 | 20.13% | 15.55% | 10.88% | 10.3% | 2.59% | 1.418% | 1.94% | 2.047% | 2.036% | 6.801% | 12.63% | 13.68%
MIS | 8908.2104 | 18531.5834 | 21.03% | 15.76% | 11.17% | 10.37% | 3.635% | 0.6491% | 0.7572% | 0.8654% | 1.406% | 4.868% | 13.69% | 15.79%
MIS | 7862.1793 | 16355.5444 | 21.03% | 15.76% | 11.17% | 10.37% | 3.635% | 0.6491% | 0.7572% | 0.8654% | 1.406% | 4.868% | 13.69% | 15.79%
MIS | 5262.4746 | 10947.4274 | 21.03% | 15.76% | 11.17% | 10.37% | 3.635% | 0.6491% | 0.7572% | 0.8654% | 1.406% | 4.868% | 13.69% | 15.79%
[15 empty] | Implied |  | Design COP
Monthly Use @ COP 1 | [14 empty] | COP | Index | 2.6
|  |  | Jan | Feb | Mar | Apr | May | Jun | Jul | Aug | Sep | Oct | Nov | Dec | 2.27 | 93.8% | 2.4388 | 2.4388 | 0 | 0 | 0 | 0 | 0 | 0 | 0 | 0 | 0 | 0
Pre79 Construction, FullyWX (1600 SF) |  | PDX | 1689.7209 | 1404.8097 | 1207.3465 | 1053.1371 | 359.195 | 157.0303 | 122.2391 | 91.2092 | 188.0602 | 549.1358 | 1081.3461 | 1829.8257 | 2.18 | 90.08% | 2.3421 | 2.3421 | 0 | 0 | 0 | 0 | 0 | 0 | 0 | 0 | 0 | 0
Post79/Pre92 Construction (2200 SF) |  | PDX | 1426.1057 | 1185.6438 | 1018.9871 | 888.8361 | 303.1566 | 132.5318 | 103.1685 | 76.9796 | 158.7207 | 463.4645 | 912.6442 | 1544.3527 | 2.18 | 90.08% | 2.3421 | 2.3421 | 0 | 0 | 0 | 0 | 0 | 0 | 0 | 0 | 0 | 0
Post92 Construction (2300 SF) |  | PDX | 914.8545 | 760.5969 | 653.6857 | 570.1931 | 194.4766 | 85.0199 | 66.1831 | 49.3828 | 101.8202 | 297.315 | 585.4662 | 990.7106 | 2.13 | 88.02% | 2.2884 | 2.2884 | 0 | 0 | 0 | 0 | 0 | 0 | 0 | 0 | 0 | 0
Pre79 Construction, FullyWX (1600 SF) |  | SEA | 1943.4653 | 1615.7691 | 1388.653 | 1211.2861 | 413.1351 | 180.6114 | 140.5957 | 104.906 | 216.3011 | 631.5992 | 1243.7313 | 2104.6096 | 2.16 | 89.26% | 2.3207 | 2.3207 | 0 | 0 | 0 | 0 | 0 | 0 | 0 | 0 | 0 | 0
Post79/Pre92 Construction (2200 SF) |  | SEA | 1644.1628 | 1366.9333 | 1174.7941 | 1024.7425 | 349.5104 | 152.7964 | 118.9433 | 88.75 | 182.9897 | 534.33 | 1052.191 | 1780.4902 | 2.2 | 90.91% | 2.3636 | 2.3636 | 0 | 0 | 0 | 0 | 0 | 0 | 0 | 0 | 0 | 0
Post92 Construction (2300 SF) |  | SEA | 1062.8182 | 883.6118 | 759.4093 | 662.4131 | 225.9302 | 98.7705 | 76.8872 | 57.3697 | 118.2881 | 345.4011 | 680.1563 | 1150.9428 | 2.18 | 90.08% | 2.3421 | 2.3421 | 0 | 0 | 0 | 0 | 0 | 0 | 0 | 0 | 0 | 0
Pre79 Construction, FullyWX (1600 SF) |  | Boise | 2481.0893 | 1917.3249 | 1341.7332 | 1269.4557 | 319.3351 | 174.7801 | 239.1728 | 252.3142 | 251 | 838.419 | 1557.3829 | 1686.0369 | 2.36 | 97.52% | 2.5355 | 2.5355 | 0 | 0 | 0 | 0 | 0 | 0 | 0 | 0 | 0 | 0
Post79/Pre92 Construction (2200 SF) |  | Boise | 2045.3751 | 1580.6156 | 1106.1059 | 1046.5214 | 263.2554 | 144.0863 | 197.1707 | 208.0043 | 206.9209 | 691.1808 | 1283.8846 | 1389.9451 | 2.42 | 100% | 2.6 | 2.6 | 0 | 0 | 0 | 0 | 0 | 0 | 0 | 0 | 0 | 0
Post92 Construction (2300 SF) |  | Boise | 1326.432 | 1025.0341 | 717.3131 | 678.6723 | 170.7219 | 93.4404 | 127.8658 | 134.8914 | 134.1888 | 448.2329 | 832.6031 | 901.3836 | 2.36 | 97.52% | 2.5355 | 2.5355 | 0 | 0 | 0 | 0 | 0 | 0 | 0 | 0 | 0 | 0
Pre79 Construction, FullyWX (1600 SF) |  | SPK | 3206.1129 | 2477.6053 | 1733.8143 | 1640.4158 | 412.6512 | 225.8544 | 309.0639 | 326.0454 | 324.3472 | 1083.4216 | 2012.4812 | 2178.7303 | 2.36 | 97.52% | 2.5355 | 2.5355 | 0 | 0 | 0 | 0 | 0 | 0 | 0 | 0 | 0 | 0
Post79/Pre92 Construction (2200 SF) |  | SPK | 2787.9527 | 2154.4613 | 1507.6799 | 1426.4631 | 358.8308 | 196.3971 | 268.7539 | 283.5206 | 282.0439 | 942.1154 | 1750.0015 | 1894.5674 | 2.33 | 0.96281 | 2.5033 | 2.5033
Post92 Construction (2300 SF) |  | SPK | 1902.7575 | 1470.4043 | 1028.9806 | 973.5507 | 244.8994 | 134.0396 | 183.4226 | 193.5008 | 192.493 | 642.9869 | 1194.3633 | 1293.0286
Pre79 Construction, FullyWX (1600 SF) |  | MIS | 3897.1234 | 2920.8378 | 2070.848 | 1922.5007 | 673.5769 | 120.2816 | 140.3285 | 160.3754 | 260.6101 | 902.1119 | 2536.1372 | 2926.8519 |  |  | 2.429
Post79/Pre92 Construction (2200 SF) |  | MIS | 3439.5104 | 2577.8635 | 1827.6822 | 1696.7544 | 594.4833 | 106.1577 | 123.8507 | 141.5436 | 230.0084 | 796.183 | 2238.3357 | 2583.1714
Post92 Construction (2300 SF) |  | MIS | 2302.2035 | 1725.4683 | 1223.3416 | 1135.7063 | 397.9117 | 71.0557 | 82.8983 | 94.7409 | 153.9539 | 532.9175 | 1498.2086 | 1729.0211
Monthly Use @ Monthly COP => |  |  | 2.4388 | 2.3421 | 2.3421 | 2.2884 | 2.3207 | 2.3636 | 2.3421 | 2.5355 | 2.6 | 2.5355 | 2.5355 | 2.5033
| Annual Use |  | Jan | Feb | Mar | Apr | May | Jun | Jul | Aug | Sep | Oct | Nov | Dec
Pre79 Construction, FullyWX (1600 SF) | 4024.0467 | PDX | 692.8371 | 599.7952 | 515.4867 | 460.2008 | 154.7813 | 66.4359 | 52.191 | 35.9723 | 72.3308 | 216.5757 | 426.4761 | 730.9637
Post79/Pre92 Construction (2200 SF) | 3396.251 | PDX | 584.7468 | 506.2206 | 435.0651 | 388.4044 | 130.6337 | 56.0711 | 44.0486 | 30.3603 | 61.0464 | 182.7875 | 359.9412 | 616.9253
Post92 Construction (2300 SF) | 2178.7133 | PDX | 375.1183 | 324.7432 | 279.0966 | 249.1635 | 83.8022 | 35.9699 | 28.2574 | 19.4763 | 39.1616 | 117.2592 | 230.9042 | 395.7609
Pre79 Construction, FullyWX (1600 SF) | 4628.3355 | SEA | 796.88 | 689.8661 | 592.897 | 529.3088 | 178.0247 | 76.4125 | 60.0285 | 41.3743 | 83.1927 | 249.0988 | 490.5198 | 840.7321
Post79/Pre92 Construction (2200 SF) | 3915.5508 | SEA | 674.1569 | 583.6236 | 501.5882 | 447.7929 | 150.6081 | 64.6446 | 50.7838 | 35.0025 | 70.3807 | 210.7364 | 414.9775 | 711.2556
Post92 Construction (2300 SF) | 2531.0867 | SEA | 435.7879 | 377.2654 | 324.2362 | 289.4619 | 97.356 | 41.7875 | 32.8276 | 22.6263 | 45.4954 | 136.224 | 268.2494 | 459.7692
Pre79 Construction, FullyWX (1600 SF) | 5091.6627 | Boise | 1017.3223 | 818.6179 | 572.8642 | 554.7278 | 137.6052 | 73.9454 | 102.1168 | 99.5111 | 96.5385 | 330.6672 | 614.2221 | 673.5241
Post79/Pre92 Construction (2200 SF) | 4197.4951 | Boise | 838.6662 | 674.8571 | 472.2612 | 457.3098 | 113.4398 | 60.9596 | 84.1837 | 82.0356 | 79.585 | 272.5974 | 506.356 | 555.2438
Post92 Construction (2300 SF) | 2722.0884 | Boise | 543.8776 | 437.6469 | 306.2628 | 296.5668 | 73.5661 | 39.5325 | 54.5934 | 53.2003 | 51.6111 | 176.7802 | 328.3734 | 360.0773
Pre79 Construction, FullyWX (1600 SF) | 6579.5477 | SPK | 1314.6041 | 1057.8343 | 740.2665 | 716.8303 | 177.8162 | 95.5538 | 131.9574 | 128.5903 | 124.7489 | 427.2947 | 793.71 | 870.3413
Post79/Pre92 Construction (2200 SF) | 5721.4042 | SPK | 1143.1456 | 919.8653 | 643.7166 | 623.3371 | 154.6244 | 83.0911 | 114.7467 | 111.8188 | 108.4784 | 371.5644 | 690.1896 | 756.8262
Post92 Construction (2300 SF) | 3904.8169 | SPK | 780.1886 | 627.8014 | 439.3319 | 425.423 | 105.53 | 56.7091 | 78.3138 | 76.3155 | 74.0358 | 253.59 | 471.0494 | 516.5284
Pre79 Construction, FullyWX (1600 SF) | 7659.0368 | MIS | 1597.9394 | 1247.0761 | 884.1659 | 840.096 | 290.2521 | 50.8884 | 59.9144 | 63.2511 | 100.2347 | 355.7873 | 1000.2367 | 1169.1947
Post79/Pre92 Construction (2200 SF) | 6759.6877 | MIS | 1410.3042 | 1100.6404 | 780.3442 | 741.4492 | 256.1698 | 44.9129 | 52.8791 | 55.8239 | 88.4648 | 314.0096 | 882.7856 | 1031.9041
Post92 Construction (2300 SF) | 4524.5324 | MIS | 943.9736 | 736.7031 | 522.3159 | 496.2819 | 171.4648 | 30.062 | 35.3941 | 37.3652 | 59.2131 | 210.1793 | 590.8841 | 690.6951
Monthly Average Energy KW
Pre79 Construction, FullyWX (1600 SF) |  | PDX | 0.93123 | 0.89255 | 0.69286 | 0.63917 | 0.20804 | 0.092272 | 0.070149 | 0.04835 | 0.10046 | 0.2911 | 0.59233 | 0.98248
Post79/Pre92 Construction (2200 SF) |  | PDX | 0.78595 | 0.7533 | 0.58476 | 0.53945 | 0.17558 | 0.077877 | 0.059205 | 0.040807 | 0.084787 | 0.24568 | 0.49992 | 0.8292
Post92 Construction (2300 SF) |  | PDX | 0.50419 | 0.48325 | 0.37513 | 0.34606 | 0.11264 | 0.049958 | 0.03798 | 0.026178 | 0.054391 | 0.15761 | 0.3207 | 0.53194
Pre79 Construction, FullyWX (1600 SF) |  | SEA | 1.0711 | 1.0266 | 0.7969 | 0.73515 | 0.23928 | 0.10613 | 0.080683 | 0.055611 | 0.11555 | 0.33481 | 0.68128 | 1.13
Post79/Pre92 Construction (2200 SF) |  | SEA | 0.90612 | 0.86849 | 0.67418 | 0.62193 | 0.20243 | 0.089784 | 0.068258 | 0.047046 | 0.097751 | 0.28325 | 0.57636 | 0.95599
Post92 Construction (2300 SF) |  | SEA | 0.58574 | 0.56141 | 0.4358 | 0.40203 | 0.13085 | 0.058038 | 0.044123 | 0.030412 | 0.063188 | 0.1831 | 0.37257 | 0.61797
Pre79 Construction, FullyWX (1600 SF) |  | Boise | 1.3674 | 1.2182 | 0.76998 | 0.77046 | 0.18495 | 0.1027 | 0.13725 | 0.13375 | 0.13408 | 0.44445 | 0.85309 | 0.90527
Post79/Pre92 Construction (2200 SF) |  | Boise | 1.1272 | 1.0043 | 0.63476 | 0.63515 | 0.15247 | 0.084666 | 0.11315 | 0.11026 | 0.11053 | 0.36639 | 0.70327 | 0.7463
Post92 Construction (2300 SF) |  | Boise | 0.73102 | 0.65126 | 0.41164 | 0.4119 | 0.098879 | 0.054906 | 0.073378 | 0.071506 | 0.071682 | 0.23761 | 0.45607 | 0.48397
Pre79 Construction, FullyWX (1600 SF) |  | SPK | 1.7669 | 1.5742 | 0.99498 | 0.9956 | 0.239 | 0.13271 | 0.17736 | 0.17284 | 0.17326 | 0.57432 | 1.1024 | 1.1698
Post79/Pre92 Construction (2200 SF) |  | SPK | 1.5365 | 1.3688 | 0.86521 | 0.86575 | 0.20783 | 0.1154 | 0.15423 | 0.15029 | 0.15066 | 0.49941 | 0.9586 | 1.0172
Post92 Construction (2300 SF) |  | SPK | 1.0486 | 0.93423 | 0.5905 | 0.59087 | 0.14184 | 0.078763 | 0.10526 | 0.10257 | 0.10283 | 0.34085 | 0.65424 | 0.69426
Pre79 Construction, FullyWX (1600 SF) |  | MIS | 2.1478 | 1.8558 | 1.1884 | 1.1668 | 0.39012 | 0.070678 | 0.08053 | 0.085015 | 0.13921 | 0.47821 | 1.3892 | 1.5715
Post79/Pre92 Construction (2200 SF) |  | MIS | 1.8956 | 1.6379 | 1.0488 | 1.0298 | 0.34431 | 0.062379 | 0.071074 | 0.075032 | 0.12287 | 0.42206 | 1.2261 | 1.387
Post92 Construction (2300 SF) |  | MIS | 1.2688 | 1.0963 | 0.70204 | 0.68928 | 0.23046 | 0.041753 | 0.047573 | 0.050222 | 0.08224 | 0.2825 | 0.82067 | 0.92835
Coincident Peak Demand (KW) |  |  | 0.95 | 0.95 | 0.95 | 0.95 | 0.95 | 0.95 | 0.95 | 0.95 | 0.95 | 0.95 | 0.95 | 0.95
Monthly Load Factor |  |  | Jan | Feb | Mar | Apr | May | Jun | Jul | Aug | Sep | Oct | Nov | Dec
Pre79 Construction, FullyWX (1600 SF) |  | PDX | 1.0202 | 1.0644 | 1.3711 | 1.4863 | 4.5664 | 10.2956 | 13.5426 | 19.6484 | 9.4565 | 3.2635 | 1.6038 | 0.96694
Post79/Pre92 Construction (2200 SF) |  | PDX | 1.2087 | 1.2611 | 1.6246 | 1.7611 | 5.4105 | 12.1988 | 16.0459 | 23.2804 | 11.2046 | 3.8668 | 1.9003 | 1.1457
Post92 Construction (2300 SF) |  | PDX | 1.8842 | 1.9659 | 2.5325 | 2.7452 | 8.4341 | 19.0159 | 25.0129 | 36.2903 | 17.4661 | 6.0277 | 2.9623 | 1.7859
Pre79 Construction, FullyWX (1600 SF) |  | SEA | 0.88696 | 0.9254 | 1.1921 | 1.2923 | 3.9702 | 8.9514 | 11.7744 | 17.0831 | 8.2219 | 2.8374 | 1.3944 | 0.8407
Post79/Pre92 Construction (2200 SF) |  | SEA | 1.0484 | 1.0939 | 1.4091 | 1.5275 | 4.693 | 10.5809 | 13.9178 | 20.1929 | 9.7186 | 3.354 | 1.6483 | 0.99374
Post92 Construction (2300 SF) |  | SEA | 1.6219 | 1.6922 | 2.1799 | 2.363 | 7.26 | 16.3685 | 21.5306 | 31.238 | 15.0345 | 5.1885 | 2.5499 | 1.5373
Pre79 Construction, FullyWX (1600 SF) |  | Boise | 0.69477 | 0.77985 | 1.2338 | 1.233 | 5.1364 | 9.2501 | 6.9215 | 7.1027 | 7.0853 | 2.1375 | 1.1136 | 1.0494
Post79/Pre92 Construction (2200 SF) |  | Boise | 0.84277 | 0.94598 | 1.4966 | 1.4957 | 6.2306 | 11.2205 | 8.3959 | 8.6158 | 8.5946 | 2.5928 | 1.3508 | 1.273
Post92 Construction (2300 SF) |  | Boise | 1.2996 | 1.4587 | 2.3078 | 2.3064 | 9.6077 | 17.3022 | 12.9466 | 13.2856 | 13.253 | 3.9982 | 2.083 | 1.9629
Pre79 Construction, FullyWX (1600 SF) |  | SPK | 0.53765 | 0.6035 | 0.95479 | 0.9542 | 3.9749 | 7.1583 | 5.3563 | 5.4965 | 5.483 | 1.6541 | 0.86178 | 0.8121
Post79/Pre92 Construction (2200 SF) |  | SPK | 0.61829 | 0.69401 | 1.098 | 1.0973 | 4.5711 | 8.2319 | 6.1597 | 6.3209 | 6.3054 | 1.9022 | 0.99103 | 0.9339
Post92 Construction (2300 SF) |  | SPK | 0.90593 | 1.0169 | 1.6088 | 1.6078 | 6.6976 | 12.0616 | 9.0252 | 9.2616 | 9.2388 | 2.7872 | 1.4521 | 1.3684
Pre79 Construction, FullyWX (1600 SF) |  | MIS | 0.44232 | 0.51192 | 0.7994 | 0.81419 | 2.4351 | 13.4412 | 11.7968 | 11.1745 | 6.824 | 1.9866 | 0.68384 | 0.60452
Post79/Pre92 Construction (2200 SF) |  | MIS | 0.50117 | 0.58003 | 0.90575 | 0.92252 | 2.7591 | 15.2295 | 13.3663 | 12.6612 | 7.7319 | 2.2509 | 0.77482 | 0.68495
Post92 Construction (2300 SF) |  | MIS | 0.74875 | 0.86656 | 1.3532 | 1.3782 | 4.1221 | 22.753 | 19.9694 | 18.916 | 11.5515 | 3.3628 | 1.1576 | 1.0233

## LookupTable
Technology, Measure or Practice | Delivery Mechanism or Program | Application | Location
Post93 NonSGC Manufactured Home Convert Air Source Heat Pump to Energy Star Geothermal Heat Pump w/PTCS Specifications - Zone 1 Heat - Zone 1 Cool | System must meet Energy Star specification, be installed by an International Ground Source Heat Pump Association certified installer (See: http://www.igshpa.okstate.edu/Technology/Installers/new/InstallerSearch.html for a listing of certified installers by state) in substantial compliance with the RTF's Appendix H - "Air-Source Heat Pump System Installation Standards" and Appendix I - "Geothermal Heat Pump Design and Installation Standards." Duct systems must also be PTCS(tm) or equivalent certified. | Post93 NonSGC Manufactured Home with Air Source Heat Pump | Heating Zone 1 - Cooling Zone 1 | Post93 NonSGC Manufactured Home Convert Air Source Heat Pump to Energy Star Geothermal Heat Pump w/PTCS Specifications - Zone 1 Heat - Zone 1 Cool | Post93 NonSGC Manufactured Home Convert Air Source Heat Pump to Energy Star Geothermal Heat Pump w/RTF Specifications - Zone 1 Heat - Zone 1 Cool | System must meet Energy Star specification, be installed by an International Ground Source Heat Pump Association certified installer (See: http://www.igshpa.okstate.edu/Technology/Installers/new/InstallerSearch.html for a listing of certified installers by state) in substantial compliance with the RTF's Appendix H - "Air-Source Heat Pump System Installation Standards" and Appendix I - "Geothermal Heat Pump Design and Installation Standards." Duct systems must also be PTCS(tm) or equivalent certified. | System must meet Energy Star specification, be installed by an International Ground Source Heat Pump Association certified installer (See: http://www.igshpa.okstate.edu/Technology/Installers/new/InstallerSearch.html for a listing of certified installers by state) in substantial compliance with the RTF's Appendix H - "Air-Source Heat Pump System Installation Standards" and Appendix I - "Geothermal Heat Pump Design and Installation Standards."
Post93 NonSGC Manufactured Home Convert Air Source Heat Pump to Energy Star Geothermal Heat Pump w/PTCS Specifications - Zone 1 Heat - Zone 2 Cool | System must meet Energy Star specification, be installed by an International Ground Source Heat Pump Association certified installer (See: http://www.igshpa.okstate.edu/Technology/Installers/new/InstallerSearch.html for a listing of certified installers by state) in substantial compliance with the RTF's Appendix H - "Air-Source Heat Pump System Installation Standards" and Appendix I - "Geothermal Heat Pump Design and Installation Standards." Duct systems must also be PTCS(tm) or equivalent certified. | Post93 NonSGC Manufactured Home with Air Source Heat Pump | Heating Zone 1 - Cooling Zone 2 | Post93 NonSGC Manufactured Home Convert Air Source Heat Pump to Energy Star Geothermal Heat Pump w/PTCS Specifications - Zone 1 Heat - Zone 2 Cool | Post93 NonSGC Manufactured Home Convert Air Source Heat Pump to Energy Star Geothermal Heat Pump w/RTF Specifications - Zone 1 Heat - Zone 2 Cool
Post93 NonSGC Manufactured Home Convert Air Source Heat Pump to Energy Star Geothermal Heat Pump w/PTCS Specifications - Zone 1 Heat - Zone 3 Cool | System must meet Energy Star specification, be installed by an International Ground Source Heat Pump Association certified installer (See: http://www.igshpa.okstate.edu/Technology/Installers/new/InstallerSearch.html for a listing of certified installers by state) in substantial compliance with the RTF's Appendix H - "Air-Source Heat Pump System Installation Standards" and Appendix I - "Geothermal Heat Pump Design and Installation Standards." Duct systems must also be PTCS(tm) or equivalent certified. | Post93 NonSGC Manufactured Home with Air Source Heat Pump | Heating Zone 1 - Cooling Zone 3 | Post93 NonSGC Manufactured Home Convert Air Source Heat Pump to Energy Star Geothermal Heat Pump w/PTCS Specifications - Zone 1 Heat - Zone 3 Cool | Post93 NonSGC Manufactured Home Convert Air Source Heat Pump to Energy Star Geothermal Heat Pump w/RTF Specifications - Zone 1 Heat - Zone 3 Cool
Post93 NonSGC Manufactured Home Convert Air Source Heat Pump to Energy Star Geothermal Heat Pump w/PTCS Specifications - Zone 2 Heat - Zone 1 Cool | System must meet Energy Star specification, be installed by an International Ground Source Heat Pump Association certified installer (See: http://www.igshpa.okstate.edu/Technology/Installers/new/InstallerSearch.html for a listing of certified installers by state) in substantial compliance with the RTF's Appendix H - "Air-Source Heat Pump System Installation Standards" and Appendix I - "Geothermal Heat Pump Design and Installation Standards." Duct systems must also be PTCS(tm) or equivalent certified. | Post93 NonSGC Manufactured Home with Air Source Heat Pump | Heating Zone 2 - Cooling Zone 1 | Post93 NonSGC Manufactured Home Convert Air Source Heat Pump to Energy Star Geothermal Heat Pump w/PTCS Specifications - Zone 2 Heat - Zone 1 Cool | Post93 NonSGC Manufactured Home Convert Air Source Heat Pump to Energy Star Geothermal Heat Pump w/RTF Specifications - Zone 2 Heat - Zone 1 Cool
Post93 NonSGC Manufactured Home Convert Air Source Heat Pump to Energy Star Geothermal Heat Pump w/PTCS Specifications - Zone 2 Heat - Zone 2 Cool | System must meet Energy Star specification, be installed by an International Ground Source Heat Pump Association certified installer (See: http://www.igshpa.okstate.edu/Technology/Installers/new/InstallerSearch.html for a listing of certified installers by state) in substantial compliance with the RTF's Appendix H - "Air-Source Heat Pump System Installation Standards" and Appendix I - "Geothermal Heat Pump Design and Installation Standards." Duct systems must also be PTCS(tm) or equivalent certified. | Post93 NonSGC Manufactured Home with Air Source Heat Pump | Heating Zone 2 - Cooling Zone 2 | Post93 NonSGC Manufactured Home Convert Air Source Heat Pump to Energy Star Geothermal Heat Pump w/PTCS Specifications - Zone 2 Heat - Zone 2 Cool | Post93 NonSGC Manufactured Home Convert Air Source Heat Pump to Energy Star Geothermal Heat Pump w/RTF Specifications - Zone 2 Heat - Zone 2 Cool
Post93 NonSGC Manufactured Home Convert Air Source Heat Pump to Energy Star Geothermal Heat Pump w/PTCS Specifications - Zone 2 Heat - Zone 3 Cool | System must meet Energy Star specification, be installed by an International Ground Source Heat Pump Association certified installer (See: http://www.igshpa.okstate.edu/Technology/Installers/new/InstallerSearch.html for a listing of certified installers by state) in substantial compliance with the RTF's Appendix H - "Air-Source Heat Pump System Installation Standards" and Appendix I - "Geothermal Heat Pump Design and Installation Standards." Duct systems must also be PTCS(tm) or equivalent certified. | Post93 NonSGC Manufactured Home with Air Source Heat Pump | Heating Zone 2 - Cooling Zone 3 | Post93 NonSGC Manufactured Home Convert Air Source Heat Pump to Energy Star Geothermal Heat Pump w/PTCS Specifications - Zone 2 Heat - Zone 3 Cool | Post93 NonSGC Manufactured Home Convert Air Source Heat Pump to Energy Star Geothermal Heat Pump w/RTF Specifications - Zone 2 Heat - Zone 3 Cool
Post93 NonSGC Manufactured Home Convert Air Source Heat Pump to Energy Star Geothermal Heat Pump w/PTCS Specifications - Zone 3 Heat - Zone 1 Cool | System must meet Energy Star specification, be installed by an International Ground Source Heat Pump Association certified installer (See: http://www.igshpa.okstate.edu/Technology/Installers/new/InstallerSearch.html for a listing of certified installers by state) in substantial compliance with the RTF's Appendix H - "Air-Source Heat Pump System Installation Standards" and Appendix I - "Geothermal Heat Pump Design and Installation Standards." Duct systems must also be PTCS(tm) or equivalent certified. | Post93 NonSGC Manufactured Home with Air Source Heat Pump | Heating Zone 3 - Cooling Zone 1 | Post93 NonSGC Manufactured Home Convert Air Source Heat Pump to Energy Star Geothermal Heat Pump w/PTCS Specifications - Zone 3 Heat - Zone 1 Cool | Post93 NonSGC Manufactured Home Convert Air Source Heat Pump to Energy Star Geothermal Heat Pump w/RTF Specifications - Zone 3 Heat - Zone 1 Cool
Post93 NonSGC Manufactured Home Convert Air Source Heat Pump to Energy Star Geothermal Heat Pump w/PTCS Specifications - Zone 3 Heat - Zone 2 Cool | System must meet Energy Star specification, be installed by an International Ground Source Heat Pump Association certified installer (See: http://www.igshpa.okstate.edu/Technology/Installers/new/InstallerSearch.html for a listing of certified installers by state) in substantial compliance with the RTF's Appendix H - "Air-Source Heat Pump System Installation Standards" and Appendix I - "Geothermal Heat Pump Design and Installation Standards." Duct systems must also be PTCS(tm) or equivalent certified. | Post93 NonSGC Manufactured Home with Air Source Heat Pump | Heating Zone 3 - Cooling Zone 2 | Post93 NonSGC Manufactured Home Convert Air Source Heat Pump to Energy Star Geothermal Heat Pump w/PTCS Specifications - Zone 3 Heat - Zone 2 Cool | Post93 NonSGC Manufactured Home Convert Air Source Heat Pump to Energy Star Geothermal Heat Pump w/RTF Specifications - Zone 3 Heat - Zone 2 Cool
Post93 NonSGC Manufactured Home Convert Air Source Heat Pump to Energy Star Geothermal Heat Pump w/PTCS Specifications - Zone 3 Heat - Zone 3 Cool | System must meet Energy Star specification, be installed by an International Ground Source Heat Pump Association certified installer (See: http://www.igshpa.okstate.edu/Technology/Installers/new/InstallerSearch.html for a listing of certified installers by state) in substantial compliance with the RTF's Appendix H - "Air-Source Heat Pump System Installation Standards" and Appendix I - "Geothermal Heat Pump Design and Installation Standards." Duct systems must also be PTCS(tm) or equivalent certified. | Post93 NonSGC Manufactured Home with Air Source Heat Pump | Heating Zone 3 - Cooling Zone 3 | Post93 NonSGC Manufactured Home Convert Air Source Heat Pump to Energy Star Geothermal Heat Pump w/PTCS Specifications - Zone 3 Heat - Zone 3 Cool | Post93 NonSGC Manufactured Home Convert Air Source Heat Pump to Energy Star Geothermal Heat Pump w/RTF Specifications - Zone 3 Heat - Zone 3 Cool
Post93 NonSGC Manufactured Home Convert FAF w/CAC to Energy Star Geothermal Heat Pump w/PTCS Specifications - Zone 1 Heat - Zone 1 Cool | System must meet Energy Star specification, be installed by an International Ground Source Heat Pump Association certified installer (See: http://www.igshpa.okstate.edu/Technology/Installers/new/InstallerSearch.html for a listing of certified installers by state) in substantial compliance with the RTF's Appendix H - "Air-Source Heat Pump System Installation Standards" and Appendix I - "Geothermal Heat Pump Design and Installation Standards." Duct systems must also be PTCS(tm) or equivalent certified. | Post93 NonSGC Manufactured Home with Forced Air Furnace w/CAC | Heating Zone 1 - Cooling Zone 1 | Post93 NonSGC Manufactured Home Convert FAF w/CAC to Energy Star Geothermal Heat Pump w/PTCS Specifications - Zone 1 Heat - Zone 1 Cool | Post93 NonSGC Manufactured Home Convert FAF w/CAC to Energy Star Geothermal Heat Pump w/RTF Specifications - Zone 1 Heat - Zone 1 Cool
Post93 NonSGC Manufactured Home Convert FAF w/CAC to Energy Star Geothermal Heat Pump w/PTCS Specifications - Zone 1 Heat - Zone 2 Cool | System must meet Energy Star specification, be installed by an International Ground Source Heat Pump Association certified installer (See: http://www.igshpa.okstate.edu/Technology/Installers/new/InstallerSearch.html for a listing of certified installers by state) in substantial compliance with the RTF's Appendix H - "Air-Source Heat Pump System Installation Standards" and Appendix I - "Geothermal Heat Pump Design and Installation Standards." Duct systems must also be PTCS(tm) or equivalent certified. | Post93 NonSGC Manufactured Home with Forced Air Furnace w/CAC | Heating Zone 1 - Cooling Zone 2 | Post93 NonSGC Manufactured Home Convert FAF w/CAC to Energy Star Geothermal Heat Pump w/PTCS Specifications - Zone 1 Heat - Zone 2 Cool | Post93 NonSGC Manufactured Home Convert FAF w/CAC to Energy Star Geothermal Heat Pump w/RTF Specifications - Zone 1 Heat - Zone 2 Cool
Post93 NonSGC Manufactured Home Convert FAF w/CAC to Energy Star Geothermal Heat Pump w/PTCS Specifications - Zone 1 Heat - Zone 3 Cool | System must meet Energy Star specification, be installed by an International Ground Source Heat Pump Association certified installer (See: http://www.igshpa.okstate.edu/Technology/Installers/new/InstallerSearch.html for a listing of certified installers by state) in substantial compliance with the RTF's Appendix H - "Air-Source Heat Pump System Installation Standards" and Appendix I - "Geothermal Heat Pump Design and Installation Standards." Duct systems must also be PTCS(tm) or equivalent certified. | Post93 NonSGC Manufactured Home with Forced Air Furnace w/CAC | Heating Zone 1 - Cooling Zone 3 | Post93 NonSGC Manufactured Home Convert FAF w/CAC to Energy Star Geothermal Heat Pump w/PTCS Specifications - Zone 1 Heat - Zone 3 Cool | Post93 NonSGC Manufactured Home Convert FAF w/CAC to Energy Star Geothermal Heat Pump w/RTF Specifications - Zone 1 Heat - Zone 3 Cool
Post93 NonSGC Manufactured Home Convert FAF w/CAC to Energy Star Geothermal Heat Pump w/PTCS Specifications - Zone 2 Heat - Zone 1 Cool | System must meet Energy Star specification, be installed by an International Ground Source Heat Pump Association certified installer (See: http://www.igshpa.okstate.edu/Technology/Installers/new/InstallerSearch.html for a listing of certified installers by state) in substantial compliance with the RTF's Appendix H - "Air-Source Heat Pump System Installation Standards" and Appendix I - "Geothermal Heat Pump Design and Installation Standards." Duct systems must also be PTCS(tm) or equivalent certified. | Post93 NonSGC Manufactured Home with Forced Air Furnace w/CAC | Heating Zone 2 - Cooling Zone 1 | Post93 NonSGC Manufactured Home Convert FAF w/CAC to Energy Star Geothermal Heat Pump w/PTCS Specifications - Zone 2 Heat - Zone 1 Cool | Post93 NonSGC Manufactured Home Convert FAF w/CAC to Energy Star Geothermal Heat Pump w/RTF Specifications - Zone 2 Heat - Zone 1 Cool
Post93 NonSGC Manufactured Home Convert FAF w/CAC to Energy Star Geothermal Heat Pump w/PTCS Specifications - Zone 2 Heat - Zone 2 Cool | System must meet Energy Star specification, be installed by an International Ground Source Heat Pump Association certified installer (See: http://www.igshpa.okstate.edu/Technology/Installers/new/InstallerSearch.html for a listing of certified installers by state) in substantial compliance with the RTF's Appendix H - "Air-Source Heat Pump System Installation Standards" and Appendix I - "Geothermal Heat Pump Design and Installation Standards." Duct systems must also be PTCS(tm) or equivalent certified. | Post93 NonSGC Manufactured Home with Forced Air Furnace w/CAC | Heating Zone 2 - Cooling Zone 2 | Post93 NonSGC Manufactured Home Convert FAF w/CAC to Energy Star Geothermal Heat Pump w/PTCS Specifications - Zone 2 Heat - Zone 2 Cool | Post93 NonSGC Manufactured Home Convert FAF w/CAC to Energy Star Geothermal Heat Pump w/RTF Specifications - Zone 2 Heat - Zone 2 Cool
Post93 NonSGC Manufactured Home Convert FAF w/CAC to Energy Star Geothermal Heat Pump w/PTCS Specifications - Zone 2 Heat - Zone 3 Cool | System must meet Energy Star specification, be installed by an International Ground Source Heat Pump Association certified installer (See: http://www.igshpa.okstate.edu/Technology/Installers/new/InstallerSearch.html for a listing of certified installers by state) in substantial compliance with the RTF's Appendix H - "Air-Source Heat Pump System Installation Standards" and Appendix I - "Geothermal Heat Pump Design and Installation Standards." Duct systems must also be PTCS(tm) or equivalent certified. | Post93 NonSGC Manufactured Home with Forced Air Furnace w/CAC | Heating Zone 2 - Cooling Zone 3 | Post93 NonSGC Manufactured Home Convert FAF w/CAC to Energy Star Geothermal Heat Pump w/PTCS Specifications - Zone 2 Heat - Zone 3 Cool | Post93 NonSGC Manufactured Home Convert FAF w/CAC to Energy Star Geothermal Heat Pump w/RTF Specifications - Zone 2 Heat - Zone 3 Cool
Post93 NonSGC Manufactured Home Convert FAF w/CAC to Energy Star Geothermal Heat Pump w/PTCS Specifications - Zone 3 Heat - Zone 1 Cool | System must meet Energy Star specification, be installed by an International Ground Source Heat Pump Association certified installer (See: http://www.igshpa.okstate.edu/Technology/Installers/new/InstallerSearch.html for a listing of certified installers by state) in substantial compliance with the RTF's Appendix H - "Air-Source Heat Pump System Installation Standards" and Appendix I - "Geothermal Heat Pump Design and Installation Standards." Duct systems must also be PTCS(tm) or equivalent certified. | Post93 NonSGC Manufactured Home with Forced Air Furnace w/CAC | Heating Zone 3 - Cooling Zone 1 | Post93 NonSGC Manufactured Home Convert FAF w/CAC to Energy Star Geothermal Heat Pump w/PTCS Specifications - Zone 3 Heat - Zone 1 Cool | Post93 NonSGC Manufactured Home Convert FAF w/CAC to Energy Star Geothermal Heat Pump w/RTF Specifications - Zone 3 Heat - Zone 1 Cool
Post93 NonSGC Manufactured Home Convert FAF w/CAC to Energy Star Geothermal Heat Pump w/PTCS Specifications - Zone 3 Heat - Zone 2 Cool | System must meet Energy Star specification, be installed by an International Ground Source Heat Pump Association certified installer (See: http://www.igshpa.okstate.edu/Technology/Installers/new/InstallerSearch.html for a listing of certified installers by state) in substantial compliance with the RTF's Appendix H - "Air-Source Heat Pump System Installation Standards" and Appendix I - "Geothermal Heat Pump Design and Installation Standards." Duct systems must also be PTCS(tm) or equivalent certified. | Post93 NonSGC Manufactured Home with Forced Air Furnace w/CAC | Heating Zone 3 - Cooling Zone 2 | Post93 NonSGC Manufactured Home Convert FAF w/CAC to Energy Star Geothermal Heat Pump w/PTCS Specifications - Zone 3 Heat - Zone 2 Cool | Post93 NonSGC Manufactured Home Convert FAF w/CAC to Energy Star Geothermal Heat Pump w/RTF Specifications - Zone 3 Heat - Zone 2 Cool
Post93 NonSGC Manufactured Home Convert FAF w/CAC to Energy Star Geothermal Heat Pump w/PTCS Specifications - Zone 3 Heat - Zone 3 Cool | System must meet Energy Star specification, be installed by an International Ground Source Heat Pump Association certified installer (See: http://www.igshpa.okstate.edu/Technology/Installers/new/InstallerSearch.html for a listing of certified installers by state) in substantial compliance with the RTF's Appendix H - "Air-Source Heat Pump System Installation Standards" and Appendix I - "Geothermal Heat Pump Design and Installation Standards." Duct systems must also be PTCS(tm) or equivalent certified. | Post93 NonSGC Manufactured Home with Forced Air Furnace w/CAC | Heating Zone 3 - Cooling Zone 3 | Post93 NonSGC Manufactured Home Convert FAF w/CAC to Energy Star Geothermal Heat Pump w/PTCS Specifications - Zone 3 Heat - Zone 3 Cool | Post93 NonSGC Manufactured Home Convert FAF w/CAC to Energy Star Geothermal Heat Pump w/RTF Specifications - Zone 3 Heat - Zone 3 Cool
Post93 NonSGC Manufactured Home Convert FAF w/o CAC to Energy Star Geothermal Heat Pump w/PTCS Specifications - Zone 1 Heat - Zone 1 Cool | System must meet Energy Star specification, be installed by an International Ground Source Heat Pump Association certified installer (See: http://www.igshpa.okstate.edu/Technology/Installers/new/InstallerSearch.html for a listing of certified installers by state) in substantial compliance with the RTF's Appendix H - "Air-Source Heat Pump System Installation Standards" and Appendix I - "Geothermal Heat Pump Design and Installation Standards." Duct systems must also be PTCS(tm) or equivalent certified. | Post93 NonSGC Manufactured Home with Forced Air Furnace w/o CAC | Heating Zone 1 - Cooling Zone 1 | Post93 NonSGC Manufactured Home Convert FAF w/o CAC to Energy Star Geothermal Heat Pump w/PTCS Specifications - Zone 1 Heat - Zone 1 Cool | Post93 NonSGC Manufactured Home Convert FAF w/o CAC to Energy Star Geothermal Heat Pump w/RTF Specifications - Zone 1 Heat - Zone 1 Cool
Post93 NonSGC Manufactured Home Convert FAF w/o CAC to Energy Star Geothermal Heat Pump w/PTCS Specifications - Zone 1 Heat - Zone 2 Cool | System must meet Energy Star specification, be installed by an International Ground Source Heat Pump Association certified installer (See: http://www.igshpa.okstate.edu/Technology/Installers/new/InstallerSearch.html for a listing of certified installers by state) in substantial compliance with the RTF's Appendix H - "Air-Source Heat Pump System Installation Standards" and Appendix I - "Geothermal Heat Pump Design and Installation Standards." Duct systems must also be PTCS(tm) or equivalent certified. | Post93 NonSGC Manufactured Home with Forced Air Furnace w/o CAC | Heating Zone 1 - Cooling Zone 2 | Post93 NonSGC Manufactured Home Convert FAF w/o CAC to Energy Star Geothermal Heat Pump w/PTCS Specifications - Zone 1 Heat - Zone 2 Cool | Post93 NonSGC Manufactured Home Convert FAF w/o CAC to Energy Star Geothermal Heat Pump w/RTF Specifications - Zone 1 Heat - Zone 2 Cool
Post93 NonSGC Manufactured Home Convert FAF w/o CAC to Energy Star Geothermal Heat Pump w/PTCS Specifications - Zone 1 Heat - Zone 3 Cool | System must meet Energy Star specification, be installed by an International Ground Source Heat Pump Association certified installer (See: http://www.igshpa.okstate.edu/Technology/Installers/new/InstallerSearch.html for a listing of certified installers by state) in substantial compliance with the RTF's Appendix H - "Air-Source Heat Pump System Installation Standards" and Appendix I - "Geothermal Heat Pump Design and Installation Standards." Duct systems must also be PTCS(tm) or equivalent certified. | Post93 NonSGC Manufactured Home with Forced Air Furnace w/o CAC | Heating Zone 1 - Cooling Zone 3 | Post93 NonSGC Manufactured Home Convert FAF w/o CAC to Energy Star Geothermal Heat Pump w/PTCS Specifications - Zone 1 Heat - Zone 3 Cool | Post93 NonSGC Manufactured Home Convert FAF w/o CAC to Energy Star Geothermal Heat Pump w/RTF Specifications - Zone 1 Heat - Zone 3 Cool
Post93 NonSGC Manufactured Home Convert FAF w/o CAC to Energy Star Geothermal Heat Pump w/PTCS Specifications - Zone 2 Heat - Zone 1 Cool | System must meet Energy Star specification, be installed by an International Ground Source Heat Pump Association certified installer (See: http://www.igshpa.okstate.edu/Technology/Installers/new/InstallerSearch.html for a listing of certified installers by state) in substantial compliance with the RTF's Appendix H - "Air-Source Heat Pump System Installation Standards" and Appendix I - "Geothermal Heat Pump Design and Installation Standards." Duct systems must also be PTCS(tm) or equivalent certified. | Post93 NonSGC Manufactured Home with Forced Air Furnace w/o CAC | Heating Zone 2 - Cooling Zone 1 | Post93 NonSGC Manufactured Home Convert FAF w/o CAC to Energy Star Geothermal Heat Pump w/PTCS Specifications - Zone 2 Heat - Zone 1 Cool | Post93 NonSGC Manufactured Home Convert FAF w/o CAC to Energy Star Geothermal Heat Pump w/RTF Specifications - Zone 2 Heat - Zone 1 Cool
Post93 NonSGC Manufactured Home Convert FAF w/o CAC to Energy Star Geothermal Heat Pump w/PTCS Specifications - Zone 2 Heat - Zone 2 Cool | System must meet Energy Star specification, be installed by an International Ground Source Heat Pump Association certified installer (See: http://www.igshpa.okstate.edu/Technology/Installers/new/InstallerSearch.html for a listing of certified installers by state) in substantial compliance with the RTF's Appendix H - "Air-Source Heat Pump System Installation Standards" and Appendix I - "Geothermal Heat Pump Design and Installation Standards." Duct systems must also be PTCS(tm) or equivalent certified. | Post93 NonSGC Manufactured Home with Forced Air Furnace w/o CAC | Heating Zone 2 - Cooling Zone 2 | Post93 NonSGC Manufactured Home Convert FAF w/o CAC to Energy Star Geothermal Heat Pump w/PTCS Specifications - Zone 2 Heat - Zone 2 Cool | Post93 NonSGC Manufactured Home Convert FAF w/o CAC to Energy Star Geothermal Heat Pump w/RTF Specifications - Zone 2 Heat - Zone 2 Cool
Post93 NonSGC Manufactured Home Convert FAF w/o CAC to Energy Star Geothermal Heat Pump w/PTCS Specifications - Zone 2 Heat - Zone 3 Cool | System must meet Energy Star specification, be installed by an International Ground Source Heat Pump Association certified installer (See: http://www.igshpa.okstate.edu/Technology/Installers/new/InstallerSearch.html for a listing of certified installers by state) in substantial compliance with the RTF's Appendix H - "Air-Source Heat Pump System Installation Standards" and Appendix I - "Geothermal Heat Pump Design and Installation Standards." Duct systems must also be PTCS(tm) or equivalent certified. | Post93 NonSGC Manufactured Home with Forced Air Furnace w/o CAC | Heating Zone 2 - Cooling Zone 3 | Post93 NonSGC Manufactured Home Convert FAF w/o CAC to Energy Star Geothermal Heat Pump w/PTCS Specifications - Zone 2 Heat - Zone 3 Cool | Post93 NonSGC Manufactured Home Convert FAF w/o CAC to Energy Star Geothermal Heat Pump w/RTF Specifications - Zone 2 Heat - Zone 3 Cool
Post93 NonSGC Manufactured Home Convert FAF w/o CAC to Energy Star Geothermal Heat Pump w/PTCS Specifications - Zone 3 Heat - Zone 1 Cool | System must meet Energy Star specification, be installed by an International Ground Source Heat Pump Association certified installer (See: http://www.igshpa.okstate.edu/Technology/Installers/new/InstallerSearch.html for a listing of certified installers by state) in substantial compliance with the RTF's Appendix H - "Air-Source Heat Pump System Installation Standards" and Appendix I - "Geothermal Heat Pump Design and Installation Standards." Duct systems must also be PTCS(tm) or equivalent certified. | Post93 NonSGC Manufactured Home with Forced Air Furnace w/o CAC | Heating Zone 3 - Cooling Zone 1 | Post93 NonSGC Manufactured Home Convert FAF w/o CAC to Energy Star Geothermal Heat Pump w/PTCS Specifications - Zone 3 Heat - Zone 1 Cool | Post93 NonSGC Manufactured Home Convert FAF w/o CAC to Energy Star Geothermal Heat Pump w/RTF Specifications - Zone 3 Heat - Zone 1 Cool
Post93 NonSGC Manufactured Home Convert FAF w/o CAC to Energy Star Geothermal Heat Pump w/PTCS Specifications - Zone 3 Heat - Zone 2 Cool | System must meet Energy Star specification, be installed by an International Ground Source Heat Pump Association certified installer (See: http://www.igshpa.okstate.edu/Technology/Installers/new/InstallerSearch.html for a listing of certified installers by state) in substantial compliance with the RTF's Appendix H - "Air-Source Heat Pump System Installation Standards" and Appendix I - "Geothermal Heat Pump Design and Installation Standards." Duct systems must also be PTCS(tm) or equivalent certified. | Post93 NonSGC Manufactured Home with Forced Air Furnace w/o CAC | Heating Zone 3 - Cooling Zone 2 | Post93 NonSGC Manufactured Home Convert FAF w/o CAC to Energy Star Geothermal Heat Pump w/PTCS Specifications - Zone 3 Heat - Zone 2 Cool | Post93 NonSGC Manufactured Home Convert FAF w/o CAC to Energy Star Geothermal Heat Pump w/RTF Specifications - Zone 3 Heat - Zone 2 Cool
Post93 NonSGC Manufactured Home Convert FAF w/o CAC to Energy Star Geothermal Heat Pump w/PTCS Specifications - Zone 3 Heat - Zone 3 Cool | System must meet Energy Star specification, be installed by an International Ground Source Heat Pump Association certified installer (See: http://www.igshpa.okstate.edu/Technology/Installers/new/InstallerSearch.html for a listing of certified installers by state) in substantial compliance with the RTF's Appendix H - "Air-Source Heat Pump System Installation Standards" and Appendix I - "Geothermal Heat Pump Design and Installation Standards." Duct systems must also be PTCS(tm) or equivalent certified. | Post93 NonSGC Manufactured Home with Forced Air Furnace w/o CAC | Heating Zone 3 - Cooling Zone 3 | Post93 NonSGC Manufactured Home Convert FAF w/o CAC to Energy Star Geothermal Heat Pump w/PTCS Specifications - Zone 3 Heat - Zone 3 Cool | Post93 NonSGC Manufactured Home Convert FAF w/o CAC to Energy Star Geothermal Heat Pump w/RTF Specifications - Zone 3 Heat - Zone 3 Cool
Pre94 NonSGC Manufactured Home Convert Air Source Heat Pump to Energy Star Geothermal Heat Pump w/PTCS Specifications - Zone 1 Heat - Zone 1 Cool | System must meet Energy Star specification, be installed by an International Ground Source Heat Pump Association certified installer (See: http://www.igshpa.okstate.edu/Technology/Installers/new/InstallerSearch.html for a listing of certified installers by state) in substantial compliance with the RTF's Appendix H - "Air-Source Heat Pump System Installation Standards" and Appendix I - "Geothermal Heat Pump Design and Installation Standards." Duct systems must also be PTCS(tm) or equivalent certified. | Pre94 NonSGC Manufactured Home with Air Source Heat Pump | Heating Zone 1 - Cooling Zone 1 | Pre94 NonSGC Manufactured Home Convert Air Source Heat Pump to Energy Star Geothermal Heat Pump w/PTCS Specifications - Zone 1 Heat - Zone 1 Cool | Pre94 NonSGC Manufactured Home Convert Air Source Heat Pump to Energy Star Geothermal Heat Pump w/RTF Specifications - Zone 1 Heat - Zone 1 Cool
Pre94 NonSGC Manufactured Home Convert Air Source Heat Pump to Energy Star Geothermal Heat Pump w/PTCS Specifications - Zone 1 Heat - Zone 2 Cool | System must meet Energy Star specification, be installed by an International Ground Source Heat Pump Association certified installer (See: http://www.igshpa.okstate.edu/Technology/Installers/new/InstallerSearch.html for a listing of certified installers by state) in substantial compliance with the RTF's Appendix H - "Air-Source Heat Pump System Installation Standards" and Appendix I - "Geothermal Heat Pump Design and Installation Standards." Duct systems must also be PTCS(tm) or equivalent certified. | Pre94 NonSGC Manufactured Home with Air Source Heat Pump | Heating Zone 1 - Cooling Zone 2 | Pre94 NonSGC Manufactured Home Convert Air Source Heat Pump to Energy Star Geothermal Heat Pump w/PTCS Specifications - Zone 1 Heat - Zone 2 Cool | Pre94 NonSGC Manufactured Home Convert Air Source Heat Pump to Energy Star Geothermal Heat Pump w/RTF Specifications - Zone 1 Heat - Zone 2 Cool
Pre94 NonSGC Manufactured Home Convert Air Source Heat Pump to Energy Star Geothermal Heat Pump w/PTCS Specifications - Zone 1 Heat - Zone 3 Cool | System must meet Energy Star specification, be installed by an International Ground Source Heat Pump Association certified installer (See: http://www.igshpa.okstate.edu/Technology/Installers/new/InstallerSearch.html for a listing of certified installers by state) in substantial compliance with the RTF's Appendix H - "Air-Source Heat Pump System Installation Standards" and Appendix I - "Geothermal Heat Pump Design and Installation Standards." Duct systems must also be PTCS(tm) or equivalent certified. | Pre94 NonSGC Manufactured Home with Air Source Heat Pump | Heating Zone 1 - Cooling Zone 3 | Pre94 NonSGC Manufactured Home Convert Air Source Heat Pump to Energy Star Geothermal Heat Pump w/PTCS Specifications - Zone 1 Heat - Zone 3 Cool | Pre94 NonSGC Manufactured Home Convert Air Source Heat Pump to Energy Star Geothermal Heat Pump w/RTF Specifications - Zone 1 Heat - Zone 3 Cool
Pre94 NonSGC Manufactured Home Convert Air Source Heat Pump to Energy Star Geothermal Heat Pump w/PTCS Specifications - Zone 2 Heat - Zone 1 Cool | System must meet Energy Star specification, be installed by an International Ground Source Heat Pump Association certified installer (See: http://www.igshpa.okstate.edu/Technology/Installers/new/InstallerSearch.html for a listing of certified installers by state) in substantial compliance with the RTF's Appendix H - "Air-Source Heat Pump System Installation Standards" and Appendix I - "Geothermal Heat Pump Design and Installation Standards." Duct systems must also be PTCS(tm) or equivalent certified. | Pre94 NonSGC Manufactured Home with Air Source Heat Pump | Heating Zone 2 - Cooling Zone 1 | Pre94 NonSGC Manufactured Home Convert Air Source Heat Pump to Energy Star Geothermal Heat Pump w/PTCS Specifications - Zone 2 Heat - Zone 1 Cool | Pre94 NonSGC Manufactured Home Convert Air Source Heat Pump to Energy Star Geothermal Heat Pump w/RTF Specifications - Zone 2 Heat - Zone 1 Cool
Pre94 NonSGC Manufactured Home Convert Air Source Heat Pump to Energy Star Geothermal Heat Pump w/PTCS Specifications - Zone 2 Heat - Zone 2 Cool | System must meet Energy Star specification, be installed by an International Ground Source Heat Pump Association certified installer (See: http://www.igshpa.okstate.edu/Technology/Installers/new/InstallerSearch.html for a listing of certified installers by state) in substantial compliance with the RTF's Appendix H - "Air-Source Heat Pump System Installation Standards" and Appendix I - "Geothermal Heat Pump Design and Installation Standards." Duct systems must also be PTCS(tm) or equivalent certified. | Pre94 NonSGC Manufactured Home with Air Source Heat Pump | Heating Zone 2 - Cooling Zone 2 | Pre94 NonSGC Manufactured Home Convert Air Source Heat Pump to Energy Star Geothermal Heat Pump w/PTCS Specifications - Zone 2 Heat - Zone 2 Cool | Pre94 NonSGC Manufactured Home Convert Air Source Heat Pump to Energy Star Geothermal Heat Pump w/RTF Specifications - Zone 2 Heat - Zone 2 Cool
Pre94 NonSGC Manufactured Home Convert Air Source Heat Pump to Energy Star Geothermal Heat Pump w/PTCS Specifications - Zone 2 Heat - Zone 3 Cool | System must meet Energy Star specification, be installed by an International Ground Source Heat Pump Association certified installer (See: http://www.igshpa.okstate.edu/Technology/Installers/new/InstallerSearch.html for a listing of certified installers by state) in substantial compliance with the RTF's Appendix H - "Air-Source Heat Pump System Installation Standards" and Appendix I - "Geothermal Heat Pump Design and Installation Standards." Duct systems must also be PTCS(tm) or equivalent certified. | Pre94 NonSGC Manufactured Home with Air Source Heat Pump | Heating Zone 2 - Cooling Zone 3 | Pre94 NonSGC Manufactured Home Convert Air Source Heat Pump to Energy Star Geothermal Heat Pump w/PTCS Specifications - Zone 2 Heat - Zone 3 Cool | Pre94 NonSGC Manufactured Home Convert Air Source Heat Pump to Energy Star Geothermal Heat Pump w/RTF Specifications - Zone 2 Heat - Zone 3 Cool
Pre94 NonSGC Manufactured Home Convert Air Source Heat Pump to Energy Star Geothermal Heat Pump w/PTCS Specifications - Zone 3 Heat - Zone 1 Cool | System must meet Energy Star specification, be installed by an International Ground Source Heat Pump Association certified installer (See: http://www.igshpa.okstate.edu/Technology/Installers/new/InstallerSearch.html for a listing of certified installers by state) in substantial compliance with the RTF's Appendix H - "Air-Source Heat Pump System Installation Standards" and Appendix I - "Geothermal Heat Pump Design and Installation Standards." Duct systems must also be PTCS(tm) or equivalent certified. | Pre94 NonSGC Manufactured Home with Air Source Heat Pump | Heating Zone 3 - Cooling Zone 1 | Pre94 NonSGC Manufactured Home Convert Air Source Heat Pump to Energy Star Geothermal Heat Pump w/PTCS Specifications - Zone 3 Heat - Zone 1 Cool | Pre94 NonSGC Manufactured Home Convert Air Source Heat Pump to Energy Star Geothermal Heat Pump w/RTF Specifications - Zone 3 Heat - Zone 1 Cool
Pre94 NonSGC Manufactured Home Convert Air Source Heat Pump to Energy Star Geothermal Heat Pump w/PTCS Specifications - Zone 3 Heat - Zone 2 Cool | System must meet Energy Star specification, be installed by an International Ground Source Heat Pump Association certified installer (See: http://www.igshpa.okstate.edu/Technology/Installers/new/InstallerSearch.html for a listing of certified installers by state) in substantial compliance with the RTF's Appendix H - "Air-Source Heat Pump System Installation Standards" and Appendix I - "Geothermal Heat Pump Design and Installation Standards." Duct systems must also be PTCS(tm) or equivalent certified. | Pre94 NonSGC Manufactured Home with Air Source Heat Pump | Heating Zone 3 - Cooling Zone 2 | Pre94 NonSGC Manufactured Home Convert Air Source Heat Pump to Energy Star Geothermal Heat Pump w/PTCS Specifications - Zone 3 Heat - Zone 2 Cool | Pre94 NonSGC Manufactured Home Convert Air Source Heat Pump to Energy Star Geothermal Heat Pump w/RTF Specifications - Zone 3 Heat - Zone 2 Cool
Pre94 NonSGC Manufactured Home Convert Air Source Heat Pump to Energy Star Geothermal Heat Pump w/PTCS Specifications - Zone 3 Heat - Zone 3 Cool | System must meet Energy Star specification, be installed by an International Ground Source Heat Pump Association certified installer (See: http://www.igshpa.okstate.edu/Technology/Installers/new/InstallerSearch.html for a listing of certified installers by state) in substantial compliance with the RTF's Appendix H - "Air-Source Heat Pump System Installation Standards" and Appendix I - "Geothermal Heat Pump Design and Installation Standards." Duct systems must also be PTCS(tm) or equivalent certified. | Pre94 NonSGC Manufactured Home with Air Source Heat Pump | Heating Zone 3 - Cooling Zone 3 | Pre94 NonSGC Manufactured Home Convert Air Source Heat Pump to Energy Star Geothermal Heat Pump w/PTCS Specifications - Zone 3 Heat - Zone 3 Cool | Pre94 NonSGC Manufactured Home Convert Air Source Heat Pump to Energy Star Geothermal Heat Pump w/RTF Specifications - Zone 3 Heat - Zone 3 Cool
Pre94 NonSGC Manufactured Home Convert FAF w/CAC to Energy Star Geothermal Heat Pump w/PTCS Specifications - Zone 1 Heat - Zone 1 Cool | System must meet Energy Star specification, be installed by an International Ground Source Heat Pump Association certified installer (See: http://www.igshpa.okstate.edu/Technology/Installers/new/InstallerSearch.html for a listing of certified installers by state) in substantial compliance with the RTF's Appendix H - "Air-Source Heat Pump System Installation Standards" and Appendix I - "Geothermal Heat Pump Design and Installation Standards." Duct systems must also be PTCS(tm) or equivalent certified. | Pre94 NonSGC Manufactured Home with Forced Air Furnace w/CAC | Heating Zone 1 - Cooling Zone 1 | Pre94 NonSGC Manufactured Home Convert FAF w/CAC to Energy Star Geothermal Heat Pump w/PTCS Specifications - Zone 1 Heat - Zone 1 Cool | Pre94 NonSGC Manufactured Home Convert FAF w/CAC to Energy Star Geothermal Heat Pump w/RTF Specifications - Zone 1 Heat - Zone 1 Cool
Pre94 NonSGC Manufactured Home Convert FAF w/CAC to Energy Star Geothermal Heat Pump w/PTCS Specifications - Zone 1 Heat - Zone 2 Cool | System must meet Energy Star specification, be installed by an International Ground Source Heat Pump Association certified installer (See: http://www.igshpa.okstate.edu/Technology/Installers/new/InstallerSearch.html for a listing of certified installers by state) in substantial compliance with the RTF's Appendix H - "Air-Source Heat Pump System Installation Standards" and Appendix I - "Geothermal Heat Pump Design and Installation Standards." Duct systems must also be PTCS(tm) or equivalent certified. | Pre94 NonSGC Manufactured Home with Forced Air Furnace w/CAC | Heating Zone 1 - Cooling Zone 2 | Pre94 NonSGC Manufactured Home Convert FAF w/CAC to Energy Star Geothermal Heat Pump w/PTCS Specifications - Zone 1 Heat - Zone 2 Cool | Pre94 NonSGC Manufactured Home Convert FAF w/CAC to Energy Star Geothermal Heat Pump w/RTF Specifications - Zone 1 Heat - Zone 2 Cool
Pre94 NonSGC Manufactured Home Convert FAF w/CAC to Energy Star Geothermal Heat Pump w/PTCS Specifications - Zone 1 Heat - Zone 3 Cool | System must meet Energy Star specification, be installed by an International Ground Source Heat Pump Association certified installer (See: http://www.igshpa.okstate.edu/Technology/Installers/new/InstallerSearch.html for a listing of certified installers by state) in substantial compliance with the RTF's Appendix H - "Air-Source Heat Pump System Installation Standards" and Appendix I - "Geothermal Heat Pump Design and Installation Standards." Duct systems must also be PTCS(tm) or equivalent certified. | Pre94 NonSGC Manufactured Home with Forced Air Furnace w/CAC | Heating Zone 1 - Cooling Zone 3 | Pre94 NonSGC Manufactured Home Convert FAF w/CAC to Energy Star Geothermal Heat Pump w/PTCS Specifications - Zone 1 Heat - Zone 3 Cool | Pre94 NonSGC Manufactured Home Convert FAF w/CAC to Energy Star Geothermal Heat Pump w/RTF Specifications - Zone 1 Heat - Zone 3 Cool
Pre94 NonSGC Manufactured Home Convert FAF w/CAC to Energy Star Geothermal Heat Pump w/PTCS Specifications - Zone 2 Heat - Zone 1 Cool | System must meet Energy Star specification, be installed by an International Ground Source Heat Pump Association certified installer (See: http://www.igshpa.okstate.edu/Technology/Installers/new/InstallerSearch.html for a listing of certified installers by state) in substantial compliance with the RTF's Appendix H - "Air-Source Heat Pump System Installation Standards" and Appendix I - "Geothermal Heat Pump Design and Installation Standards." Duct systems must also be PTCS(tm) or equivalent certified. | Pre94 NonSGC Manufactured Home with Forced Air Furnace w/CAC | Heating Zone 2 - Cooling Zone 1 | Pre94 NonSGC Manufactured Home Convert FAF w/CAC to Energy Star Geothermal Heat Pump w/PTCS Specifications - Zone 2 Heat - Zone 1 Cool | Pre94 NonSGC Manufactured Home Convert FAF w/CAC to Energy Star Geothermal Heat Pump w/RTF Specifications - Zone 2 Heat - Zone 1 Cool
Pre94 NonSGC Manufactured Home Convert FAF w/CAC to Energy Star Geothermal Heat Pump w/PTCS Specifications - Zone 2 Heat - Zone 2 Cool | System must meet Energy Star specification, be installed by an International Ground Source Heat Pump Association certified installer (See: http://www.igshpa.okstate.edu/Technology/Installers/new/InstallerSearch.html for a listing of certified installers by state) in substantial compliance with the RTF's Appendix H - "Air-Source Heat Pump System Installation Standards" and Appendix I - "Geothermal Heat Pump Design and Installation Standards." Duct systems must also be PTCS(tm) or equivalent certified. | Pre94 NonSGC Manufactured Home with Forced Air Furnace w/CAC | Heating Zone 2 - Cooling Zone 2 | Pre94 NonSGC Manufactured Home Convert FAF w/CAC to Energy Star Geothermal Heat Pump w/PTCS Specifications - Zone 2 Heat - Zone 2 Cool | Pre94 NonSGC Manufactured Home Convert FAF w/CAC to Energy Star Geothermal Heat Pump w/RTF Specifications - Zone 2 Heat - Zone 2 Cool
Pre94 NonSGC Manufactured Home Convert FAF w/CAC to Energy Star Geothermal Heat Pump w/PTCS Specifications - Zone 2 Heat - Zone 3 Cool | System must meet Energy Star specification, be installed by an International Ground Source Heat Pump Association certified installer (See: http://www.igshpa.okstate.edu/Technology/Installers/new/InstallerSearch.html for a listing of certified installers by state) in substantial compliance with the RTF's Appendix H - "Air-Source Heat Pump System Installation Standards" and Appendix I - "Geothermal Heat Pump Design and Installation Standards." Duct systems must also be PTCS(tm) or equivalent certified. | Pre94 NonSGC Manufactured Home with Forced Air Furnace w/CAC | Heating Zone 2 - Cooling Zone 3 | Pre94 NonSGC Manufactured Home Convert FAF w/CAC to Energy Star Geothermal Heat Pump w/PTCS Specifications - Zone 2 Heat - Zone 3 Cool | Pre94 NonSGC Manufactured Home Convert FAF w/CAC to Energy Star Geothermal Heat Pump w/RTF Specifications - Zone 2 Heat - Zone 3 Cool
Pre94 NonSGC Manufactured Home Convert FAF w/CAC to Energy Star Geothermal Heat Pump w/PTCS Specifications - Zone 3 Heat - Zone 1 Cool | System must meet Energy Star specification, be installed by an International Ground Source Heat Pump Association certified installer (See: http://www.igshpa.okstate.edu/Technology/Installers/new/InstallerSearch.html for a listing of certified installers by state) in substantial compliance with the RTF's Appendix H - "Air-Source Heat Pump System Installation Standards" and Appendix I - "Geothermal Heat Pump Design and Installation Standards." Duct systems must also be PTCS(tm) or equivalent certified. | Pre94 NonSGC Manufactured Home with Forced Air Furnace w/CAC | Heating Zone 3 - Cooling Zone 1 | Pre94 NonSGC Manufactured Home Convert FAF w/CAC to Energy Star Geothermal Heat Pump w/PTCS Specifications - Zone 3 Heat - Zone 1 Cool | Pre94 NonSGC Manufactured Home Convert FAF w/CAC to Energy Star Geothermal Heat Pump w/RTF Specifications - Zone 3 Heat - Zone 1 Cool
Pre94 NonSGC Manufactured Home Convert FAF w/CAC to Energy Star Geothermal Heat Pump w/PTCS Specifications - Zone 3 Heat - Zone 2 Cool | System must meet Energy Star specification, be installed by an International Ground Source Heat Pump Association certified installer (See: http://www.igshpa.okstate.edu/Technology/Installers/new/InstallerSearch.html for a listing of certified installers by state) in substantial compliance with the RTF's Appendix H - "Air-Source Heat Pump System Installation Standards" and Appendix I - "Geothermal Heat Pump Design and Installation Standards." Duct systems must also be PTCS(tm) or equivalent certified. | Pre94 NonSGC Manufactured Home with Forced Air Furnace w/CAC | Heating Zone 3 - Cooling Zone 2 | Pre94 NonSGC Manufactured Home Convert FAF w/CAC to Energy Star Geothermal Heat Pump w/PTCS Specifications - Zone 3 Heat - Zone 2 Cool | Pre94 NonSGC Manufactured Home Convert FAF w/CAC to Energy Star Geothermal Heat Pump w/RTF Specifications - Zone 3 Heat - Zone 2 Cool
Pre94 NonSGC Manufactured Home Convert FAF w/CAC to Energy Star Geothermal Heat Pump w/PTCS Specifications - Zone 3 Heat - Zone 3 Cool | System must meet Energy Star specification, be installed by an International Ground Source Heat Pump Association certified installer (See: http://www.igshpa.okstate.edu/Technology/Installers/new/InstallerSearch.html for a listing of certified installers by state) in substantial compliance with the RTF's Appendix H - "Air-Source Heat Pump System Installation Standards" and Appendix I - "Geothermal Heat Pump Design and Installation Standards." Duct systems must also be PTCS(tm) or equivalent certified. | Pre94 NonSGC Manufactured Home with Forced Air Furnace w/CAC | Heating Zone 3 - Cooling Zone 3 | Pre94 NonSGC Manufactured Home Convert FAF w/CAC to Energy Star Geothermal Heat Pump w/PTCS Specifications - Zone 3 Heat - Zone 3 Cool | Pre94 NonSGC Manufactured Home Convert FAF w/CAC to Energy Star Geothermal Heat Pump w/RTF Specifications - Zone 3 Heat - Zone 3 Cool
Pre94 NonSGC Manufactured Home Convert FAF w/o CAC to Energy Star Geothermal Heat Pump w/PTCS Specifications - Zone 1 Heat - Zone 1 Cool | System must meet Energy Star specification, be installed by an International Ground Source Heat Pump Association certified installer (See: http://www.igshpa.okstate.edu/Technology/Installers/new/InstallerSearch.html for a listing of certified installers by state) in substantial compliance with the RTF's Appendix H - "Air-Source Heat Pump System Installation Standards" and Appendix I - "Geothermal Heat Pump Design and Installation Standards." Duct systems must also be PTCS(tm) or equivalent certified. | Pre94 NonSGC Manufactured Home with Forced Air Furnace w/o CAC | Heating Zone 1 - Cooling Zone 1 | Pre94 NonSGC Manufactured Home Convert FAF w/o CAC to Energy Star Geothermal Heat Pump w/PTCS Specifications - Zone 1 Heat - Zone 1 Cool | Pre94 NonSGC Manufactured Home Convert FAF w/o CAC to Energy Star Geothermal Heat Pump w/RTF Specifications - Zone 1 Heat - Zone 1 Cool
Pre94 NonSGC Manufactured Home Convert FAF w/o CAC to Energy Star Geothermal Heat Pump w/PTCS Specifications - Zone 1 Heat - Zone 2 Cool | System must meet Energy Star specification, be installed by an International Ground Source Heat Pump Association certified installer (See: http://www.igshpa.okstate.edu/Technology/Installers/new/InstallerSearch.html for a listing of certified installers by state) in substantial compliance with the RTF's Appendix H - "Air-Source Heat Pump System Installation Standards" and Appendix I - "Geothermal Heat Pump Design and Installation Standards." Duct systems must also be PTCS(tm) or equivalent certified. | Pre94 NonSGC Manufactured Home with Forced Air Furnace w/o CAC | Heating Zone 1 - Cooling Zone 2 | Pre94 NonSGC Manufactured Home Convert FAF w/o CAC to Energy Star Geothermal Heat Pump w/PTCS Specifications - Zone 1 Heat - Zone 2 Cool | Pre94 NonSGC Manufactured Home Convert FAF w/o CAC to Energy Star Geothermal Heat Pump w/RTF Specifications - Zone 1 Heat - Zone 2 Cool
Pre94 NonSGC Manufactured Home Convert FAF w/o CAC to Energy Star Geothermal Heat Pump w/PTCS Specifications - Zone 1 Heat - Zone 3 Cool | System must meet Energy Star specification, be installed by an International Ground Source Heat Pump Association certified installer (See: http://www.igshpa.okstate.edu/Technology/Installers/new/InstallerSearch.html for a listing of certified installers by state) in substantial compliance with the RTF's Appendix H - "Air-Source Heat Pump System Installation Standards" and Appendix I - "Geothermal Heat Pump Design and Installation Standards." Duct systems must also be PTCS(tm) or equivalent certified. | Pre94 NonSGC Manufactured Home with Forced Air Furnace w/o CAC | Heating Zone 1 - Cooling Zone 3 | Pre94 NonSGC Manufactured Home Convert FAF w/o CAC to Energy Star Geothermal Heat Pump w/PTCS Specifications - Zone 1 Heat - Zone 3 Cool | Pre94 NonSGC Manufactured Home Convert FAF w/o CAC to Energy Star Geothermal Heat Pump w/RTF Specifications - Zone 1 Heat - Zone 3 Cool
Pre94 NonSGC Manufactured Home Convert FAF w/o CAC to Energy Star Geothermal Heat Pump w/PTCS Specifications - Zone 2 Heat - Zone 1 Cool | System must meet Energy Star specification, be installed by an International Ground Source Heat Pump Association certified installer (See: http://www.igshpa.okstate.edu/Technology/Installers/new/InstallerSearch.html for a listing of certified installers by state) in substantial compliance with the RTF's Appendix H - "Air-Source Heat Pump System Installation Standards" and Appendix I - "Geothermal Heat Pump Design and Installation Standards." Duct systems must also be PTCS(tm) or equivalent certified. | Pre94 NonSGC Manufactured Home with Forced Air Furnace w/o CAC | Heating Zone 2 - Cooling Zone 1 | Pre94 NonSGC Manufactured Home Convert FAF w/o CAC to Energy Star Geothermal Heat Pump w/PTCS Specifications - Zone 2 Heat - Zone 1 Cool | Pre94 NonSGC Manufactured Home Convert FAF w/o CAC to Energy Star Geothermal Heat Pump w/RTF Specifications - Zone 2 Heat - Zone 1 Cool
Pre94 NonSGC Manufactured Home Convert FAF w/o CAC to Energy Star Geothermal Heat Pump w/PTCS Specifications - Zone 2 Heat - Zone 2 Cool | System must meet Energy Star specification, be installed by an International Ground Source Heat Pump Association certified installer (See: http://www.igshpa.okstate.edu/Technology/Installers/new/InstallerSearch.html for a listing of certified installers by state) in substantial compliance with the RTF's Appendix H - "Air-Source Heat Pump System Installation Standards" and Appendix I - "Geothermal Heat Pump Design and Installation Standards." Duct systems must also be PTCS(tm) or equivalent certified. | Pre94 NonSGC Manufactured Home with Forced Air Furnace w/o CAC | Heating Zone 2 - Cooling Zone 2 | Pre94 NonSGC Manufactured Home Convert FAF w/o CAC to Energy Star Geothermal Heat Pump w/PTCS Specifications - Zone 2 Heat - Zone 2 Cool | Pre94 NonSGC Manufactured Home Convert FAF w/o CAC to Energy Star Geothermal Heat Pump w/RTF Specifications - Zone 2 Heat - Zone 2 Cool
Pre94 NonSGC Manufactured Home Convert FAF w/o CAC to Energy Star Geothermal Heat Pump w/PTCS Specifications - Zone 2 Heat - Zone 3 Cool | System must meet Energy Star specification, be installed by an International Ground Source Heat Pump Association certified installer (See: http://www.igshpa.okstate.edu/Technology/Installers/new/InstallerSearch.html for a listing of certified installers by state) in substantial compliance with the RTF's Appendix H - "Air-Source Heat Pump System Installation Standards" and Appendix I - "Geothermal Heat Pump Design and Installation Standards." Duct systems must also be PTCS(tm) or equivalent certified. | Pre94 NonSGC Manufactured Home with Forced Air Furnace w/o CAC | Heating Zone 2 - Cooling Zone 3 | Pre94 NonSGC Manufactured Home Convert FAF w/o CAC to Energy Star Geothermal Heat Pump w/PTCS Specifications - Zone 2 Heat - Zone 3 Cool | Pre94 NonSGC Manufactured Home Convert FAF w/o CAC to Energy Star Geothermal Heat Pump w/RTF Specifications - Zone 2 Heat - Zone 3 Cool
Pre94 NonSGC Manufactured Home Convert FAF w/o CAC to Energy Star Geothermal Heat Pump w/PTCS Specifications - Zone 3 Heat - Zone 1 Cool | System must meet Energy Star specification, be installed by an International Ground Source Heat Pump Association certified installer (See: http://www.igshpa.okstate.edu/Technology/Installers/new/InstallerSearch.html for a listing of certified installers by state) in substantial compliance with the RTF's Appendix H - "Air-Source Heat Pump System Installation Standards" and Appendix I - "Geothermal Heat Pump Design and Installation Standards." Duct systems must also be PTCS(tm) or equivalent certified. | Pre94 NonSGC Manufactured Home with Forced Air Furnace w/o CAC | Heating Zone 3 - Cooling Zone 1 | Pre94 NonSGC Manufactured Home Convert FAF w/o CAC to Energy Star Geothermal Heat Pump w/PTCS Specifications - Zone 3 Heat - Zone 1 Cool | Pre94 NonSGC Manufactured Home Convert FAF w/o CAC to Energy Star Geothermal Heat Pump w/RTF Specifications - Zone 3 Heat - Zone 1 Cool
Pre94 NonSGC Manufactured Home Convert FAF w/o CAC to Energy Star Geothermal Heat Pump w/PTCS Specifications - Zone 3 Heat - Zone 2 Cool | System must meet Energy Star specification, be installed by an International Ground Source Heat Pump Association certified installer (See: http://www.igshpa.okstate.edu/Technology/Installers/new/InstallerSearch.html for a listing of certified installers by state) in substantial compliance with the RTF's Appendix H - "Air-Source Heat Pump System Installation Standards" and Appendix I - "Geothermal Heat Pump Design and Installation Standards." Duct systems must also be PTCS(tm) or equivalent certified. | Pre94 NonSGC Manufactured Home with Forced Air Furnace w/o CAC | Heating Zone 3 - Cooling Zone 2 | Pre94 NonSGC Manufactured Home Convert FAF w/o CAC to Energy Star Geothermal Heat Pump w/PTCS Specifications - Zone 3 Heat - Zone 2 Cool | Pre94 NonSGC Manufactured Home Convert FAF w/o CAC to Energy Star Geothermal Heat Pump w/RTF Specifications - Zone 3 Heat - Zone 2 Cool
Pre94 NonSGC Manufactured Home Convert FAF w/o CAC to Energy Star Geothermal Heat Pump w/PTCS Specifications - Zone 3 Heat - Zone 3 Cool | System must meet Energy Star specification, be installed by an International Ground Source Heat Pump Association certified installer (See: http://www.igshpa.okstate.edu/Technology/Installers/new/InstallerSearch.html for a listing of certified installers by state) in substantial compliance with the RTF's Appendix H - "Air-Source Heat Pump System Installation Standards" and Appendix I - "Geothermal Heat Pump Design and Installation Standards." Duct systems must also be PTCS(tm) or equivalent certified. | Pre94 NonSGC Manufactured Home with Forced Air Furnace w/o CAC | Heating Zone 3 - Cooling Zone 3 | Pre94 NonSGC Manufactured Home Convert FAF w/o CAC to Energy Star Geothermal Heat Pump w/PTCS Specifications - Zone 3 Heat - Zone 3 Cool | Pre94 NonSGC Manufactured Home Convert FAF w/o CAC to Energy Star Geothermal Heat Pump w/RTF Specifications - Zone 3 Heat - Zone 3 Cool
SGC Manufactured Home Convert Air Source Heat Pump to Energy Star Geothermal Heat Pump w/PTCS Specifications - Zone 1 Heat - Zone 1 Cool | System must meet Energy Star specification, be installed by an International Ground Source Heat Pump Association certified installer (See: http://www.igshpa.okstate.edu/Technology/Installers/new/InstallerSearch.html for a listing of certified installers by state) in substantial compliance with the RTF's Appendix H - "Air-Source Heat Pump System Installation Standards" and Appendix I - "Geothermal Heat Pump Design and Installation Standards." Duct systems must also be PTCS(tm) or equivalent certified. | SGC Manufactured Home with Air Source Heat Pump | Heating Zone 1 - Cooling Zone 1 | SGC Manufactured Home Convert Air Source Heat Pump to Energy Star Geothermal Heat Pump w/PTCS Specifications - Zone 1 Heat - Zone 1 Cool | SGC Manufactured Home Convert Air Source Heat Pump to Energy Star Geothermal Heat Pump w/RTF Specifications - Zone 1 Heat - Zone 1 Cool
SGC Manufactured Home Convert Air Source Heat Pump to Energy Star Geothermal Heat Pump w/PTCS Specifications - Zone 1 Heat - Zone 2 Cool | System must meet Energy Star specification, be installed by an International Ground Source Heat Pump Association certified installer (See: http://www.igshpa.okstate.edu/Technology/Installers/new/InstallerSearch.html for a listing of certified installers by state) in substantial compliance with the RTF's Appendix H - "Air-Source Heat Pump System Installation Standards" and Appendix I - "Geothermal Heat Pump Design and Installation Standards." Duct systems must also be PTCS(tm) or equivalent certified. | SGC Manufactured Home with Air Source Heat Pump | Heating Zone 1 - Cooling Zone 2 | SGC Manufactured Home Convert Air Source Heat Pump to Energy Star Geothermal Heat Pump w/PTCS Specifications - Zone 1 Heat - Zone 2 Cool | SGC Manufactured Home Convert Air Source Heat Pump to Energy Star Geothermal Heat Pump w/RTF Specifications - Zone 1 Heat - Zone 2 Cool
SGC Manufactured Home Convert Air Source Heat Pump to Energy Star Geothermal Heat Pump w/PTCS Specifications - Zone 1 Heat - Zone 3 Cool | System must meet Energy Star specification, be installed by an International Ground Source Heat Pump Association certified installer (See: http://www.igshpa.okstate.edu/Technology/Installers/new/InstallerSearch.html for a listing of certified installers by state) in substantial compliance with the RTF's Appendix H - "Air-Source Heat Pump System Installation Standards" and Appendix I - "Geothermal Heat Pump Design and Installation Standards." Duct systems must also be PTCS(tm) or equivalent certified. | SGC Manufactured Home with Air Source Heat Pump | Heating Zone 1 - Cooling Zone 3 | SGC Manufactured Home Convert Air Source Heat Pump to Energy Star Geothermal Heat Pump w/PTCS Specifications - Zone 1 Heat - Zone 3 Cool | SGC Manufactured Home Convert Air Source Heat Pump to Energy Star Geothermal Heat Pump w/RTF Specifications - Zone 1 Heat - Zone 3 Cool
SGC Manufactured Home Convert Air Source Heat Pump to Energy Star Geothermal Heat Pump w/PTCS Specifications - Zone 2 Heat - Zone 1 Cool | System must meet Energy Star specification, be installed by an International Ground Source Heat Pump Association certified installer (See: http://www.igshpa.okstate.edu/Technology/Installers/new/InstallerSearch.html for a listing of certified installers by state) in substantial compliance with the RTF's Appendix H - "Air-Source Heat Pump System Installation Standards" and Appendix I - "Geothermal Heat Pump Design and Installation Standards." Duct systems must also be PTCS(tm) or equivalent certified. | SGC Manufactured Home with Air Source Heat Pump | Heating Zone 2 - Cooling Zone 1 | SGC Manufactured Home Convert Air Source Heat Pump to Energy Star Geothermal Heat Pump w/PTCS Specifications - Zone 2 Heat - Zone 1 Cool | SGC Manufactured Home Convert Air Source Heat Pump to Energy Star Geothermal Heat Pump w/RTF Specifications - Zone 2 Heat - Zone 1 Cool
SGC Manufactured Home Convert Air Source Heat Pump to Energy Star Geothermal Heat Pump w/PTCS Specifications - Zone 2 Heat - Zone 2 Cool | System must meet Energy Star specification, be installed by an International Ground Source Heat Pump Association certified installer (See: http://www.igshpa.okstate.edu/Technology/Installers/new/InstallerSearch.html for a listing of certified installers by state) in substantial compliance with the RTF's Appendix H - "Air-Source Heat Pump System Installation Standards" and Appendix I - "Geothermal Heat Pump Design and Installation Standards." Duct systems must also be PTCS(tm) or equivalent certified. | SGC Manufactured Home with Air Source Heat Pump | Heating Zone 2 - Cooling Zone 2 | SGC Manufactured Home Convert Air Source Heat Pump to Energy Star Geothermal Heat Pump w/PTCS Specifications - Zone 2 Heat - Zone 2 Cool | SGC Manufactured Home Convert Air Source Heat Pump to Energy Star Geothermal Heat Pump w/RTF Specifications - Zone 2 Heat - Zone 2 Cool
SGC Manufactured Home Convert Air Source Heat Pump to Energy Star Geothermal Heat Pump w/PTCS Specifications - Zone 2 Heat - Zone 3 Cool | System must meet Energy Star specification, be installed by an International Ground Source Heat Pump Association certified installer (See: http://www.igshpa.okstate.edu/Technology/Installers/new/InstallerSearch.html for a listing of certified installers by state) in substantial compliance with the RTF's Appendix H - "Air-Source Heat Pump System Installation Standards" and Appendix I - "Geothermal Heat Pump Design and Installation Standards." Duct systems must also be PTCS(tm) or equivalent certified. | SGC Manufactured Home with Air Source Heat Pump | Heating Zone 2 - Cooling Zone 3 | SGC Manufactured Home Convert Air Source Heat Pump to Energy Star Geothermal Heat Pump w/PTCS Specifications - Zone 2 Heat - Zone 3 Cool | SGC Manufactured Home Convert Air Source Heat Pump to Energy Star Geothermal Heat Pump w/RTF Specifications - Zone 2 Heat - Zone 3 Cool
SGC Manufactured Home Convert Air Source Heat Pump to Energy Star Geothermal Heat Pump w/PTCS Specifications - Zone 3 Heat - Zone 1 Cool | System must meet Energy Star specification, be installed by an International Ground Source Heat Pump Association certified installer (See: http://www.igshpa.okstate.edu/Technology/Installers/new/InstallerSearch.html for a listing of certified installers by state) in substantial compliance with the RTF's Appendix H - "Air-Source Heat Pump System Installation Standards" and Appendix I - "Geothermal Heat Pump Design and Installation Standards." Duct systems must also be PTCS(tm) or equivalent certified. | SGC Manufactured Home with Air Source Heat Pump | Heating Zone 3 - Cooling Zone 1 | SGC Manufactured Home Convert Air Source Heat Pump to Energy Star Geothermal Heat Pump w/PTCS Specifications - Zone 3 Heat - Zone 1 Cool | SGC Manufactured Home Convert Air Source Heat Pump to Energy Star Geothermal Heat Pump w/RTF Specifications - Zone 3 Heat - Zone 1 Cool
SGC Manufactured Home Convert Air Source Heat Pump to Energy Star Geothermal Heat Pump w/PTCS Specifications - Zone 3 Heat - Zone 2 Cool | System must meet Energy Star specification, be installed by an International Ground Source Heat Pump Association certified installer (See: http://www.igshpa.okstate.edu/Technology/Installers/new/InstallerSearch.html for a listing of certified installers by state) in substantial compliance with the RTF's Appendix H - "Air-Source Heat Pump System Installation Standards" and Appendix I - "Geothermal Heat Pump Design and Installation Standards." Duct systems must also be PTCS(tm) or equivalent certified. | SGC Manufactured Home with Air Source Heat Pump | Heating Zone 3 - Cooling Zone 2 | SGC Manufactured Home Convert Air Source Heat Pump to Energy Star Geothermal Heat Pump w/PTCS Specifications - Zone 3 Heat - Zone 2 Cool | SGC Manufactured Home Convert Air Source Heat Pump to Energy Star Geothermal Heat Pump w/RTF Specifications - Zone 3 Heat - Zone 2 Cool
SGC Manufactured Home Convert Air Source Heat Pump to Energy Star Geothermal Heat Pump w/PTCS Specifications - Zone 3 Heat - Zone 3 Cool | System must meet Energy Star specification, be installed by an International Ground Source Heat Pump Association certified installer (See: http://www.igshpa.okstate.edu/Technology/Installers/new/InstallerSearch.html for a listing of certified installers by state) in substantial compliance with the RTF's Appendix H - "Air-Source Heat Pump System Installation Standards" and Appendix I - "Geothermal Heat Pump Design and Installation Standards." Duct systems must also be PTCS(tm) or equivalent certified. | SGC Manufactured Home with Air Source Heat Pump | Heating Zone 3 - Cooling Zone 3 | SGC Manufactured Home Convert Air Source Heat Pump to Energy Star Geothermal Heat Pump w/PTCS Specifications - Zone 3 Heat - Zone 3 Cool | SGC Manufactured Home Convert Air Source Heat Pump to Energy Star Geothermal Heat Pump w/RTF Specifications - Zone 3 Heat - Zone 3 Cool
SGC Manufactured Home Convert FAF w/CAC to Energy Star Geothermal Heat Pump w/PTCS Specifications - Zone 1 Heat - Zone 1 Cool | System must meet Energy Star specification, be installed by an International Ground Source Heat Pump Association certified installer (See: http://www.igshpa.okstate.edu/Technology/Installers/new/InstallerSearch.html for a listing of certified installers by state) in substantial compliance with the RTF's Appendix H - "Air-Source Heat Pump System Installation Standards" and Appendix I - "Geothermal Heat Pump Design and Installation Standards." Duct systems must also be PTCS(tm) or equivalent certified. | SGC Manufactured Home with Forced Air Furnace w/CAC | Heating Zone 1 - Cooling Zone 1 | SGC Manufactured Home Convert FAF w/CAC to Energy Star Geothermal Heat Pump w/PTCS Specifications - Zone 1 Heat - Zone 1 Cool | SGC Manufactured Home Convert FAF w/CAC to Energy Star Geothermal Heat Pump w/RTF Specifications - Zone 1 Heat - Zone 1 Cool
SGC Manufactured Home Convert FAF w/CAC to Energy Star Geothermal Heat Pump w/PTCS Specifications - Zone 1 Heat - Zone 2 Cool | System must meet Energy Star specification, be installed by an International Ground Source Heat Pump Association certified installer (See: http://www.igshpa.okstate.edu/Technology/Installers/new/InstallerSearch.html for a listing of certified installers by state) in substantial compliance with the RTF's Appendix H - "Air-Source Heat Pump System Installation Standards" and Appendix I - "Geothermal Heat Pump Design and Installation Standards." Duct systems must also be PTCS(tm) or equivalent certified. | SGC Manufactured Home with Forced Air Furnace w/CAC | Heating Zone 1 - Cooling Zone 2 | SGC Manufactured Home Convert FAF w/CAC to Energy Star Geothermal Heat Pump w/PTCS Specifications - Zone 1 Heat - Zone 2 Cool | SGC Manufactured Home Convert FAF w/CAC to Energy Star Geothermal Heat Pump w/RTF Specifications - Zone 1 Heat - Zone 2 Cool
SGC Manufactured Home Convert FAF w/CAC to Energy Star Geothermal Heat Pump w/PTCS Specifications - Zone 1 Heat - Zone 3 Cool | System must meet Energy Star specification, be installed by an International Ground Source Heat Pump Association certified installer (See: http://www.igshpa.okstate.edu/Technology/Installers/new/InstallerSearch.html for a listing of certified installers by state) in substantial compliance with the RTF's Appendix H - "Air-Source Heat Pump System Installation Standards" and Appendix I - "Geothermal Heat Pump Design and Installation Standards." Duct systems must also be PTCS(tm) or equivalent certified. | SGC Manufactured Home with Forced Air Furnace w/CAC | Heating Zone 1 - Cooling Zone 3 | SGC Manufactured Home Convert FAF w/CAC to Energy Star Geothermal Heat Pump w/PTCS Specifications - Zone 1 Heat - Zone 3 Cool | SGC Manufactured Home Convert FAF w/CAC to Energy Star Geothermal Heat Pump w/RTF Specifications - Zone 1 Heat - Zone 3 Cool
SGC Manufactured Home Convert FAF w/CAC to Energy Star Geothermal Heat Pump w/PTCS Specifications - Zone 2 Heat - Zone 1 Cool | System must meet Energy Star specification, be installed by an International Ground Source Heat Pump Association certified installer (See: http://www.igshpa.okstate.edu/Technology/Installers/new/InstallerSearch.html for a listing of certified installers by state) in substantial compliance with the RTF's Appendix H - "Air-Source Heat Pump System Installation Standards" and Appendix I - "Geothermal Heat Pump Design and Installation Standards." Duct systems must also be PTCS(tm) or equivalent certified. | SGC Manufactured Home with Forced Air Furnace w/CAC | Heating Zone 2 - Cooling Zone 1 | SGC Manufactured Home Convert FAF w/CAC to Energy Star Geothermal Heat Pump w/PTCS Specifications - Zone 2 Heat - Zone 1 Cool | SGC Manufactured Home Convert FAF w/CAC to Energy Star Geothermal Heat Pump w/RTF Specifications - Zone 2 Heat - Zone 1 Cool
SGC Manufactured Home Convert FAF w/CAC to Energy Star Geothermal Heat Pump w/PTCS Specifications - Zone 2 Heat - Zone 2 Cool | System must meet Energy Star specification, be installed by an International Ground Source Heat Pump Association certified installer (See: http://www.igshpa.okstate.edu/Technology/Installers/new/InstallerSearch.html for a listing of certified installers by state) in substantial compliance with the RTF's Appendix H - "Air-Source Heat Pump System Installation Standards" and Appendix I - "Geothermal Heat Pump Design and Installation Standards." Duct systems must also be PTCS(tm) or equivalent certified. | SGC Manufactured Home with Forced Air Furnace w/CAC | Heating Zone 2 - Cooling Zone 2 | SGC Manufactured Home Convert FAF w/CAC to Energy Star Geothermal Heat Pump w/PTCS Specifications - Zone 2 Heat - Zone 2 Cool | SGC Manufactured Home Convert FAF w/CAC to Energy Star Geothermal Heat Pump w/RTF Specifications - Zone 2 Heat - Zone 2 Cool
SGC Manufactured Home Convert FAF w/CAC to Energy Star Geothermal Heat Pump w/PTCS Specifications - Zone 2 Heat - Zone 3 Cool | System must meet Energy Star specification, be installed by an International Ground Source Heat Pump Association certified installer (See: http://www.igshpa.okstate.edu/Technology/Installers/new/InstallerSearch.html for a listing of certified installers by state) in substantial compliance with the RTF's Appendix H - "Air-Source Heat Pump System Installation Standards" and Appendix I - "Geothermal Heat Pump Design and Installation Standards." Duct systems must also be PTCS(tm) or equivalent certified. | SGC Manufactured Home with Forced Air Furnace w/CAC | Heating Zone 2 - Cooling Zone 3 | SGC Manufactured Home Convert FAF w/CAC to Energy Star Geothermal Heat Pump w/PTCS Specifications - Zone 2 Heat - Zone 3 Cool | SGC Manufactured Home Convert FAF w/CAC to Energy Star Geothermal Heat Pump w/RTF Specifications - Zone 2 Heat - Zone 3 Cool
SGC Manufactured Home Convert FAF w/CAC to Energy Star Geothermal Heat Pump w/PTCS Specifications - Zone 3 Heat - Zone 1 Cool | System must meet Energy Star specification, be installed by an International Ground Source Heat Pump Association certified installer (See: http://www.igshpa.okstate.edu/Technology/Installers/new/InstallerSearch.html for a listing of certified installers by state) in substantial compliance with the RTF's Appendix H - "Air-Source Heat Pump System Installation Standards" and Appendix I - "Geothermal Heat Pump Design and Installation Standards." Duct systems must also be PTCS(tm) or equivalent certified. | SGC Manufactured Home with Forced Air Furnace w/CAC | Heating Zone 3 - Cooling Zone 1 | SGC Manufactured Home Convert FAF w/CAC to Energy Star Geothermal Heat Pump w/PTCS Specifications - Zone 3 Heat - Zone 1 Cool | SGC Manufactured Home Convert FAF w/CAC to Energy Star Geothermal Heat Pump w/RTF Specifications - Zone 3 Heat - Zone 1 Cool
SGC Manufactured Home Convert FAF w/CAC to Energy Star Geothermal Heat Pump w/PTCS Specifications - Zone 3 Heat - Zone 2 Cool | System must meet Energy Star specification, be installed by an International Ground Source Heat Pump Association certified installer (See: http://www.igshpa.okstate.edu/Technology/Installers/new/InstallerSearch.html for a listing of certified installers by state) in substantial compliance with the RTF's Appendix H - "Air-Source Heat Pump System Installation Standards" and Appendix I - "Geothermal Heat Pump Design and Installation Standards." Duct systems must also be PTCS(tm) or equivalent certified. | SGC Manufactured Home with Forced Air Furnace w/CAC | Heating Zone 3 - Cooling Zone 2 | SGC Manufactured Home Convert FAF w/CAC to Energy Star Geothermal Heat Pump w/PTCS Specifications - Zone 3 Heat - Zone 2 Cool | SGC Manufactured Home Convert FAF w/CAC to Energy Star Geothermal Heat Pump w/RTF Specifications - Zone 3 Heat - Zone 2 Cool
SGC Manufactured Home Convert FAF w/CAC to Energy Star Geothermal Heat Pump w/PTCS Specifications - Zone 3 Heat - Zone 3 Cool | System must meet Energy Star specification, be installed by an International Ground Source Heat Pump Association certified installer (See: http://www.igshpa.okstate.edu/Technology/Installers/new/InstallerSearch.html for a listing of certified installers by state) in substantial compliance with the RTF's Appendix H - "Air-Source Heat Pump System Installation Standards" and Appendix I - "Geothermal Heat Pump Design and Installation Standards." Duct systems must also be PTCS(tm) or equivalent certified. | SGC Manufactured Home with Forced Air Furnace w/CAC | Heating Zone 3 - Cooling Zone 3 | SGC Manufactured Home Convert FAF w/CAC to Energy Star Geothermal Heat Pump w/PTCS Specifications - Zone 3 Heat - Zone 3 Cool | SGC Manufactured Home Convert FAF w/CAC to Energy Star Geothermal Heat Pump w/RTF Specifications - Zone 3 Heat - Zone 3 Cool
SGC Manufactured Home Convert FAF w/o CAC to Energy Star Geothermal Heat Pump w/PTCS Specifications - Zone 1 Heat - Zone 1 Cool | System must meet Energy Star specification, be installed by an International Ground Source Heat Pump Association certified installer (See: http://www.igshpa.okstate.edu/Technology/Installers/new/InstallerSearch.html for a listing of certified installers by state) in substantial compliance with the RTF's Appendix H - "Air-Source Heat Pump System Installation Standards" and Appendix I - "Geothermal Heat Pump Design and Installation Standards." Duct systems must also be PTCS(tm) or equivalent certified. | SGC Manufactured Home with Forced Air Furnace w/o CAC | Heating Zone 1 - Cooling Zone 1 | SGC Manufactured Home Convert FAF w/o CAC to Energy Star Geothermal Heat Pump w/PTCS Specifications - Zone 1 Heat - Zone 1 Cool | SGC Manufactured Home Convert FAF w/o CAC to Energy Star Geothermal Heat Pump w/RTF Specifications - Zone 1 Heat - Zone 1 Cool
SGC Manufactured Home Convert FAF w/o CAC to Energy Star Geothermal Heat Pump w/PTCS Specifications - Zone 1 Heat - Zone 2 Cool | System must meet Energy Star specification, be installed by an International Ground Source Heat Pump Association certified installer (See: http://www.igshpa.okstate.edu/Technology/Installers/new/InstallerSearch.html for a listing of certified installers by state) in substantial compliance with the RTF's Appendix H - "Air-Source Heat Pump System Installation Standards" and Appendix I - "Geothermal Heat Pump Design and Installation Standards." Duct systems must also be PTCS(tm) or equivalent certified. | SGC Manufactured Home with Forced Air Furnace w/o CAC | Heating Zone 1 - Cooling Zone 2 | SGC Manufactured Home Convert FAF w/o CAC to Energy Star Geothermal Heat Pump w/PTCS Specifications - Zone 1 Heat - Zone 2 Cool | SGC Manufactured Home Convert FAF w/o CAC to Energy Star Geothermal Heat Pump w/RTF Specifications - Zone 1 Heat - Zone 2 Cool
SGC Manufactured Home Convert FAF w/o CAC to Energy Star Geothermal Heat Pump w/PTCS Specifications - Zone 1 Heat - Zone 3 Cool | System must meet Energy Star specification, be installed by an International Ground Source Heat Pump Association certified installer (See: http://www.igshpa.okstate.edu/Technology/Installers/new/InstallerSearch.html for a listing of certified installers by state) in substantial compliance with the RTF's Appendix H - "Air-Source Heat Pump System Installation Standards" and Appendix I - "Geothermal Heat Pump Design and Installation Standards." Duct systems must also be PTCS(tm) or equivalent certified. | SGC Manufactured Home with Forced Air Furnace w/o CAC | Heating Zone 1 - Cooling Zone 3 | SGC Manufactured Home Convert FAF w/o CAC to Energy Star Geothermal Heat Pump w/PTCS Specifications - Zone 1 Heat - Zone 3 Cool | SGC Manufactured Home Convert FAF w/o CAC to Energy Star Geothermal Heat Pump w/RTF Specifications - Zone 1 Heat - Zone 3 Cool
SGC Manufactured Home Convert FAF w/o CAC to Energy Star Geothermal Heat Pump w/PTCS Specifications - Zone 2 Heat - Zone 1 Cool | System must meet Energy Star specification, be installed by an International Ground Source Heat Pump Association certified installer (See: http://www.igshpa.okstate.edu/Technology/Installers/new/InstallerSearch.html for a listing of certified installers by state) in substantial compliance with the RTF's Appendix H - "Air-Source Heat Pump System Installation Standards" and Appendix I - "Geothermal Heat Pump Design and Installation Standards." Duct systems must also be PTCS(tm) or equivalent certified. | SGC Manufactured Home with Forced Air Furnace w/o CAC | Heating Zone 2 - Cooling Zone 1 | SGC Manufactured Home Convert FAF w/o CAC to Energy Star Geothermal Heat Pump w/PTCS Specifications - Zone 2 Heat - Zone 1 Cool | SGC Manufactured Home Convert FAF w/o CAC to Energy Star Geothermal Heat Pump w/RTF Specifications - Zone 2 Heat - Zone 1 Cool
SGC Manufactured Home Convert FAF w/o CAC to Energy Star Geothermal Heat Pump w/PTCS Specifications - Zone 2 Heat - Zone 2 Cool | System must meet Energy Star specification, be installed by an International Ground Source Heat Pump Association certified installer (See: http://www.igshpa.okstate.edu/Technology/Installers/new/InstallerSearch.html for a listing of certified installers by state) in substantial compliance with the RTF's Appendix H - "Air-Source Heat Pump System Installation Standards" and Appendix I - "Geothermal Heat Pump Design and Installation Standards." Duct systems must also be PTCS(tm) or equivalent certified. | SGC Manufactured Home with Forced Air Furnace w/o CAC | Heating Zone 2 - Cooling Zone 2 | SGC Manufactured Home Convert FAF w/o CAC to Energy Star Geothermal Heat Pump w/PTCS Specifications - Zone 2 Heat - Zone 2 Cool | SGC Manufactured Home Convert FAF w/o CAC to Energy Star Geothermal Heat Pump w/RTF Specifications - Zone 2 Heat - Zone 2 Cool
SGC Manufactured Home Convert FAF w/o CAC to Energy Star Geothermal Heat Pump w/PTCS Specifications - Zone 2 Heat - Zone 3 Cool | System must meet Energy Star specification, be installed by an International Ground Source Heat Pump Association certified installer (See: http://www.igshpa.okstate.edu/Technology/Installers/new/InstallerSearch.html for a listing of certified installers by state) in substantial compliance with the RTF's Appendix H - "Air-Source Heat Pump System Installation Standards" and Appendix I - "Geothermal Heat Pump Design and Installation Standards." Duct systems must also be PTCS(tm) or equivalent certified. | SGC Manufactured Home with Forced Air Furnace w/o CAC | Heating Zone 2 - Cooling Zone 3 | SGC Manufactured Home Convert FAF w/o CAC to Energy Star Geothermal Heat Pump w/PTCS Specifications - Zone 2 Heat - Zone 3 Cool | SGC Manufactured Home Convert FAF w/o CAC to Energy Star Geothermal Heat Pump w/RTF Specifications - Zone 2 Heat - Zone 3 Cool
SGC Manufactured Home Convert FAF w/o CAC to Energy Star Geothermal Heat Pump w/PTCS Specifications - Zone 3 Heat - Zone 1 Cool | System must meet Energy Star specification, be installed by an International Ground Source Heat Pump Association certified installer (See: http://www.igshpa.okstate.edu/Technology/Installers/new/InstallerSearch.html for a listing of certified installers by state) in substantial compliance with the RTF's Appendix H - "Air-Source Heat Pump System Installation Standards" and Appendix I - "Geothermal Heat Pump Design and Installation Standards." Duct systems must also be PTCS(tm) or equivalent certified. | SGC Manufactured Home with Forced Air Furnace w/o CAC | Heating Zone 3 - Cooling Zone 1 | SGC Manufactured Home Convert FAF w/o CAC to Energy Star Geothermal Heat Pump w/PTCS Specifications - Zone 3 Heat - Zone 1 Cool | SGC Manufactured Home Convert FAF w/o CAC to Energy Star Geothermal Heat Pump w/RTF Specifications - Zone 3 Heat - Zone 1 Cool
SGC Manufactured Home Convert FAF w/o CAC to Energy Star Geothermal Heat Pump w/PTCS Specifications - Zone 3 Heat - Zone 2 Cool | System must meet Energy Star specification, be installed by an International Ground Source Heat Pump Association certified installer (See: http://www.igshpa.okstate.edu/Technology/Installers/new/InstallerSearch.html for a listing of certified installers by state) in substantial compliance with the RTF's Appendix H - "Air-Source Heat Pump System Installation Standards" and Appendix I - "Geothermal Heat Pump Design and Installation Standards." Duct systems must also be PTCS(tm) or equivalent certified. | SGC Manufactured Home with Forced Air Furnace w/o CAC | Heating Zone 3 - Cooling Zone 2 | SGC Manufactured Home Convert FAF w/o CAC to Energy Star Geothermal Heat Pump w/PTCS Specifications - Zone 3 Heat - Zone 2 Cool | SGC Manufactured Home Convert FAF w/o CAC to Energy Star Geothermal Heat Pump w/RTF Specifications - Zone 3 Heat - Zone 2 Cool
SGC Manufactured Home Convert FAF w/o CAC to Energy Star Geothermal Heat Pump w/PTCS Specifications - Zone 3 Heat - Zone 3 Cool | System must meet Energy Star specification, be installed by an International Ground Source Heat Pump Association certified installer (See: http://www.igshpa.okstate.edu/Technology/Installers/new/InstallerSearch.html for a listing of certified installers by state) in substantial compliance with the RTF's Appendix H - "Air-Source Heat Pump System Installation Standards" and Appendix I - "Geothermal Heat Pump Design and Installation Standards." Duct systems must also be PTCS(tm) or equivalent certified. | SGC Manufactured Home with Forced Air Furnace w/o CAC | Heating Zone 3 - Cooling Zone 3 | SGC Manufactured Home Convert FAF w/o CAC to Energy Star Geothermal Heat Pump w/PTCS Specifications - Zone 3 Heat - Zone 3 Cool | SGC Manufactured Home Convert FAF w/o CAC to Energy Star Geothermal Heat Pump w/RTF Specifications - Zone 3 Heat - Zone 3 Cool
Pre94 NonSGC Manufactured Home Convert Air Source Heat Pump to Energy Star Geothermal Heat Pump w/PTCS Specifications - Zone 1 Heat - Zone 1 Cool | Pre94 NonSGC Manufactured Home Convert Air Source Heat Pump to Energy Star Geothermal Heat Pump w/RTF Specifications - Zone 1 Heat - Zone 1 Cool
Pre94 NonSGC Manufactured Home Convert Air Source Heat Pump to Energy Star Geothermal Heat Pump w/PTCS Specifications - Zone 1 Heat - Zone 1 Cool | Pre94 NonSGC Manufactured Home Convert Air Source Heat Pump to Energy Star Geothermal Heat Pump w/RTF Specifications - Zone 1 Heat - Zone 1 Cool
Pre94 NonSGC Manufactured Home Convert Air Source Heat Pump to Energy Star Geothermal Heat Pump w/PTCS Specifications - Zone 1 Heat - Zone 1 Cool | Pre94 NonSGC Manufactured Home Convert Air Source Heat Pump to Energy Star Geothermal Heat Pump w/RTF Specifications - Zone 1 Heat - Zone 1 Cool
Pre94 NonSGC Manufactured Home Convert Air Source Heat Pump to Energy Star Geothermal Heat Pump w/PTCS Specifications - Zone 2 Heat - Zone 2 Cool | Pre94 NonSGC Manufactured Home Convert Air Source Heat Pump to Energy Star Geothermal Heat Pump w/RTF Specifications - Zone 2 Heat - Zone 2 Cool
Pre94 NonSGC Manufactured Home Convert Air Source Heat Pump to Energy Star Geothermal Heat Pump w/PTCS Specifications - Zone 2 Heat - Zone 2 Cool | Pre94 NonSGC Manufactured Home Convert Air Source Heat Pump to Energy Star Geothermal Heat Pump w/RTF Specifications - Zone 2 Heat - Zone 2 Cool
Pre94 NonSGC Manufactured Home Convert Air Source Heat Pump to Energy Star Geothermal Heat Pump w/PTCS Specifications - Zone 2 Heat - Zone 2 Cool | Pre94 NonSGC Manufactured Home Convert Air Source Heat Pump to Energy Star Geothermal Heat Pump w/RTF Specifications - Zone 2 Heat - Zone 2 Cool
Pre94 NonSGC Manufactured Home Convert Air Source Heat Pump to Energy Star Geothermal Heat Pump w/PTCS Specifications - Zone 3 Heat - Zone 3 Cool | Pre94 NonSGC Manufactured Home Convert Air Source Heat Pump to Energy Star Geothermal Heat Pump w/RTF Specifications - Zone 3 Heat - Zone 3 Cool
Pre94 NonSGC Manufactured Home Convert Air Source Heat Pump to Energy Star Geothermal Heat Pump w/PTCS Specifications - Zone 3 Heat - Zone 3 Cool | Pre94 NonSGC Manufactured Home Convert Air Source Heat Pump to Energy Star Geothermal Heat Pump w/RTF Specifications - Zone 3 Heat - Zone 3 Cool
Pre94 NonSGC Manufactured Home Convert Air Source Heat Pump to Energy Star Geothermal Heat Pump w/PTCS Specifications - Zone 3 Heat - Zone 3 Cool | Pre94 NonSGC Manufactured Home Convert Air Source Heat Pump to Energy Star Geothermal Heat Pump w/RTF Specifications - Zone 3 Heat - Zone 3 Cool
Pre94 NonSGC Manufactured Home Convert Air Source Heat Pump to Energy Star Geothermal Heat Pump w/PTCS Specifications - Zone 1 Heat - Zone 2 Cool | Pre94 NonSGC Manufactured Home Convert Air Source Heat Pump to Energy Star Geothermal Heat Pump w/RTF Specifications - Zone 1 Heat - Zone 2 Cool
Pre94 NonSGC Manufactured Home Convert Air Source Heat Pump to Energy Star Geothermal Heat Pump w/PTCS Specifications - Zone 1 Heat - Zone 2 Cool | Pre94 NonSGC Manufactured Home Convert Air Source Heat Pump to Energy Star Geothermal Heat Pump w/RTF Specifications - Zone 1 Heat - Zone 2 Cool
Pre94 NonSGC Manufactured Home Convert Air Source Heat Pump to Energy Star Geothermal Heat Pump w/PTCS Specifications - Zone 1 Heat - Zone 2 Cool | Pre94 NonSGC Manufactured Home Convert Air Source Heat Pump to Energy Star Geothermal Heat Pump w/RTF Specifications - Zone 1 Heat - Zone 2 Cool
Pre94 NonSGC Manufactured Home Convert Air Source Heat Pump to Energy Star Geothermal Heat Pump w/PTCS Specifications - Zone 1 Heat - Zone 3 Cool | Pre94 NonSGC Manufactured Home Convert Air Source Heat Pump to Energy Star Geothermal Heat Pump w/RTF Specifications - Zone 1 Heat - Zone 3 Cool
Pre94 NonSGC Manufactured Home Convert Air Source Heat Pump to Energy Star Geothermal Heat Pump w/PTCS Specifications - Zone 1 Heat - Zone 3 Cool | Pre94 NonSGC Manufactured Home Convert Air Source Heat Pump to Energy Star Geothermal Heat Pump w/RTF Specifications - Zone 1 Heat - Zone 3 Cool
Pre94 NonSGC Manufactured Home Convert Air Source Heat Pump to Energy Star Geothermal Heat Pump w/PTCS Specifications - Zone 1 Heat - Zone 3 Cool | Pre94 NonSGC Manufactured Home Convert Air Source Heat Pump to Energy Star Geothermal Heat Pump w/RTF Specifications - Zone 1 Heat - Zone 3 Cool
Pre94 NonSGC Manufactured Home Convert Air Source Heat Pump to Energy Star Geothermal Heat Pump w/PTCS Specifications - Zone 2 Heat - Zone 3 Cool | Pre94 NonSGC Manufactured Home Convert Air Source Heat Pump to Energy Star Geothermal Heat Pump w/RTF Specifications - Zone 2 Heat - Zone 3 Cool
Pre94 NonSGC Manufactured Home Convert Air Source Heat Pump to Energy Star Geothermal Heat Pump w/PTCS Specifications - Zone 2 Heat - Zone 3 Cool | Pre94 NonSGC Manufactured Home Convert Air Source Heat Pump to Energy Star Geothermal Heat Pump w/RTF Specifications - Zone 2 Heat - Zone 3 Cool
Pre94 NonSGC Manufactured Home Convert Air Source Heat Pump to Energy Star Geothermal Heat Pump w/PTCS Specifications - Zone 2 Heat - Zone 3 Cool | Pre94 NonSGC Manufactured Home Convert Air Source Heat Pump to Energy Star Geothermal Heat Pump w/RTF Specifications - Zone 2 Heat - Zone 3 Cool
Pre94 NonSGC Manufactured Home Convert Air Source Heat Pump to Energy Star Geothermal Heat Pump w/PTCS Specifications - Zone 2 Heat - Zone 1 Cool | Pre94 NonSGC Manufactured Home Convert Air Source Heat Pump to Energy Star Geothermal Heat Pump w/RTF Specifications - Zone 2 Heat - Zone 1 Cool
Pre94 NonSGC Manufactured Home Convert Air Source Heat Pump to Energy Star Geothermal Heat Pump w/PTCS Specifications - Zone 2 Heat - Zone 1 Cool | Pre94 NonSGC Manufactured Home Convert Air Source Heat Pump to Energy Star Geothermal Heat Pump w/RTF Specifications - Zone 2 Heat - Zone 1 Cool
Pre94 NonSGC Manufactured Home Convert Air Source Heat Pump to Energy Star Geothermal Heat Pump w/PTCS Specifications - Zone 2 Heat - Zone 1 Cool | Pre94 NonSGC Manufactured Home Convert Air Source Heat Pump to Energy Star Geothermal Heat Pump w/RTF Specifications - Zone 2 Heat - Zone 1 Cool
Pre94 NonSGC Manufactured Home Convert Air Source Heat Pump to Energy Star Geothermal Heat Pump w/PTCS Specifications - Zone 3 Heat - Zone 1 Cool | Pre94 NonSGC Manufactured Home Convert Air Source Heat Pump to Energy Star Geothermal Heat Pump w/RTF Specifications - Zone 3 Heat - Zone 1 Cool
Pre94 NonSGC Manufactured Home Convert Air Source Heat Pump to Energy Star Geothermal Heat Pump w/PTCS Specifications - Zone 3 Heat - Zone 1 Cool | Pre94 NonSGC Manufactured Home Convert Air Source Heat Pump to Energy Star Geothermal Heat Pump w/RTF Specifications - Zone 3 Heat - Zone 1 Cool
Pre94 NonSGC Manufactured Home Convert Air Source Heat Pump to Energy Star Geothermal Heat Pump w/PTCS Specifications - Zone 3 Heat - Zone 1 Cool | Pre94 NonSGC Manufactured Home Convert Air Source Heat Pump to Energy Star Geothermal Heat Pump w/RTF Specifications - Zone 3 Heat - Zone 1 Cool
Pre94 NonSGC Manufactured Home Convert Air Source Heat Pump to Energy Star Geothermal Heat Pump w/PTCS Specifications - Zone 3 Heat - Zone 2 Cool | Pre94 NonSGC Manufactured Home Convert Air Source Heat Pump to Energy Star Geothermal Heat Pump w/RTF Specifications - Zone 3 Heat - Zone 2 Cool
Pre94 NonSGC Manufactured Home Convert Air Source Heat Pump to Energy Star Geothermal Heat Pump w/PTCS Specifications - Zone 3 Heat - Zone 2 Cool | Pre94 NonSGC Manufactured Home Convert Air Source Heat Pump to Energy Star Geothermal Heat Pump w/RTF Specifications - Zone 3 Heat - Zone 2 Cool
Pre94 NonSGC Manufactured Home Convert Air Source Heat Pump to Energy Star Geothermal Heat Pump w/PTCS Specifications - Zone 3 Heat - Zone 2 Cool | Pre94 NonSGC Manufactured Home Convert Air Source Heat Pump to Energy Star Geothermal Heat Pump w/RTF Specifications - Zone 3 Heat - Zone 2 Cool
Pre94 NonSGC Manufactured Home Convert FAF w/o CAC to Energy Star Geothermal Heat Pump w/PTCS Specifications - Zone 1 Heat - Zone 1 Cool | Pre94 NonSGC Manufactured Home Convert FAF w/o CAC to Energy Star Geothermal Heat Pump w/RTF Specifications - Zone 1 Heat - Zone 1 Cool
Pre94 NonSGC Manufactured Home Convert FAF w/o CAC to Energy Star Geothermal Heat Pump w/PTCS Specifications - Zone 1 Heat - Zone 1 Cool | Pre94 NonSGC Manufactured Home Convert FAF w/o CAC to Energy Star Geothermal Heat Pump w/RTF Specifications - Zone 1 Heat - Zone 1 Cool
Pre94 NonSGC Manufactured Home Convert FAF w/o CAC to Energy Star Geothermal Heat Pump w/PTCS Specifications - Zone 1 Heat - Zone 1 Cool | Pre94 NonSGC Manufactured Home Convert FAF w/o CAC to Energy Star Geothermal Heat Pump w/RTF Specifications - Zone 1 Heat - Zone 1 Cool
Pre94 NonSGC Manufactured Home Convert FAF w/o CAC to Energy Star Geothermal Heat Pump w/PTCS Specifications - Zone 2 Heat - Zone 2 Cool | Pre94 NonSGC Manufactured Home Convert FAF w/o CAC to Energy Star Geothermal Heat Pump w/RTF Specifications - Zone 2 Heat - Zone 2 Cool
Pre94 NonSGC Manufactured Home Convert FAF w/o CAC to Energy Star Geothermal Heat Pump w/PTCS Specifications - Zone 2 Heat - Zone 2 Cool | Pre94 NonSGC Manufactured Home Convert FAF w/o CAC to Energy Star Geothermal Heat Pump w/RTF Specifications - Zone 2 Heat - Zone 2 Cool
Pre94 NonSGC Manufactured Home Convert FAF w/o CAC to Energy Star Geothermal Heat Pump w/PTCS Specifications - Zone 2 Heat - Zone 2 Cool | Pre94 NonSGC Manufactured Home Convert FAF w/o CAC to Energy Star Geothermal Heat Pump w/RTF Specifications - Zone 2 Heat - Zone 2 Cool
Pre94 NonSGC Manufactured Home Convert FAF w/o CAC to Energy Star Geothermal Heat Pump w/PTCS Specifications - Zone 3 Heat - Zone 3 Cool | Pre94 NonSGC Manufactured Home Convert FAF w/o CAC to Energy Star Geothermal Heat Pump w/RTF Specifications - Zone 3 Heat - Zone 3 Cool
Pre94 NonSGC Manufactured Home Convert FAF w/o CAC to Energy Star Geothermal Heat Pump w/PTCS Specifications - Zone 3 Heat - Zone 3 Cool | Pre94 NonSGC Manufactured Home Convert FAF w/o CAC to Energy Star Geothermal Heat Pump w/RTF Specifications - Zone 3 Heat - Zone 3 Cool
Pre94 NonSGC Manufactured Home Convert FAF w/o CAC to Energy Star Geothermal Heat Pump w/PTCS Specifications - Zone 3 Heat - Zone 3 Cool | Pre94 NonSGC Manufactured Home Convert FAF w/o CAC to Energy Star Geothermal Heat Pump w/RTF Specifications - Zone 3 Heat - Zone 3 Cool
Pre94 NonSGC Manufactured Home Convert FAF w/o CAC to Energy Star Geothermal Heat Pump w/PTCS Specifications - Zone 1 Heat - Zone 2 Cool | Pre94 NonSGC Manufactured Home Convert FAF w/o CAC to Energy Star Geothermal Heat Pump w/RTF Specifications - Zone 1 Heat - Zone 2 Cool
Pre94 NonSGC Manufactured Home Convert FAF w/o CAC to Energy Star Geothermal Heat Pump w/PTCS Specifications - Zone 1 Heat - Zone 2 Cool | Pre94 NonSGC Manufactured Home Convert FAF w/o CAC to Energy Star Geothermal Heat Pump w/RTF Specifications - Zone 1 Heat - Zone 2 Cool
Pre94 NonSGC Manufactured Home Convert FAF w/o CAC to Energy Star Geothermal Heat Pump w/PTCS Specifications - Zone 1 Heat - Zone 2 Cool | Pre94 NonSGC Manufactured Home Convert FAF w/o CAC to Energy Star Geothermal Heat Pump w/RTF Specifications - Zone 1 Heat - Zone 2 Cool
Pre94 NonSGC Manufactured Home Convert FAF w/o CAC to Energy Star Geothermal Heat Pump w/PTCS Specifications - Zone 1 Heat - Zone 3 Cool | Pre94 NonSGC Manufactured Home Convert FAF w/o CAC to Energy Star Geothermal Heat Pump w/RTF Specifications - Zone 1 Heat - Zone 3 Cool
Pre94 NonSGC Manufactured Home Convert FAF w/o CAC to Energy Star Geothermal Heat Pump w/PTCS Specifications - Zone 1 Heat - Zone 3 Cool | Pre94 NonSGC Manufactured Home Convert FAF w/o CAC to Energy Star Geothermal Heat Pump w/RTF Specifications - Zone 1 Heat - Zone 3 Cool
Pre94 NonSGC Manufactured Home Convert FAF w/o CAC to Energy Star Geothermal Heat Pump w/PTCS Specifications - Zone 1 Heat - Zone 3 Cool | Pre94 NonSGC Manufactured Home Convert FAF w/o CAC to Energy Star Geothermal Heat Pump w/RTF Specifications - Zone 1 Heat - Zone 3 Cool
Pre94 NonSGC Manufactured Home Convert FAF w/o CAC to Energy Star Geothermal Heat Pump w/PTCS Specifications - Zone 2 Heat - Zone 3 Cool | Pre94 NonSGC Manufactured Home Convert FAF w/o CAC to Energy Star Geothermal Heat Pump w/RTF Specifications - Zone 2 Heat - Zone 3 Cool
Pre94 NonSGC Manufactured Home Convert FAF w/o CAC to Energy Star Geothermal Heat Pump w/PTCS Specifications - Zone 2 Heat - Zone 3 Cool | Pre94 NonSGC Manufactured Home Convert FAF w/o CAC to Energy Star Geothermal Heat Pump w/RTF Specifications - Zone 2 Heat - Zone 3 Cool
Pre94 NonSGC Manufactured Home Convert FAF w/o CAC to Energy Star Geothermal Heat Pump w/PTCS Specifications - Zone 2 Heat - Zone 3 Cool | Pre94 NonSGC Manufactured Home Convert FAF w/o CAC to Energy Star Geothermal Heat Pump w/RTF Specifications - Zone 2 Heat - Zone 3 Cool
Pre94 NonSGC Manufactured Home Convert FAF w/o CAC to Energy Star Geothermal Heat Pump w/PTCS Specifications - Zone 2 Heat - Zone 1 Cool | Pre94 NonSGC Manufactured Home Convert FAF w/o CAC to Energy Star Geothermal Heat Pump w/RTF Specifications - Zone 2 Heat - Zone 1 Cool
Pre94 NonSGC Manufactured Home Convert FAF w/o CAC to Energy Star Geothermal Heat Pump w/PTCS Specifications - Zone 2 Heat - Zone 1 Cool | Pre94 NonSGC Manufactured Home Convert FAF w/o CAC to Energy Star Geothermal Heat Pump w/RTF Specifications - Zone 2 Heat - Zone 1 Cool
Pre94 NonSGC Manufactured Home Convert FAF w/o CAC to Energy Star Geothermal Heat Pump w/PTCS Specifications - Zone 2 Heat - Zone 1 Cool | Pre94 NonSGC Manufactured Home Convert FAF w/o CAC to Energy Star Geothermal Heat Pump w/RTF Specifications - Zone 2 Heat - Zone 1 Cool
Pre94 NonSGC Manufactured Home Convert FAF w/o CAC to Energy Star Geothermal Heat Pump w/PTCS Specifications - Zone 3 Heat - Zone 1 Cool | Pre94 NonSGC Manufactured Home Convert FAF w/o CAC to Energy Star Geothermal Heat Pump w/RTF Specifications - Zone 3 Heat - Zone 1 Cool
Pre94 NonSGC Manufactured Home Convert FAF w/o CAC to Energy Star Geothermal Heat Pump w/PTCS Specifications - Zone 3 Heat - Zone 1 Cool | Pre94 NonSGC Manufactured Home Convert FAF w/o CAC to Energy Star Geothermal Heat Pump w/RTF Specifications - Zone 3 Heat - Zone 1 Cool
Pre94 NonSGC Manufactured Home Convert FAF w/o CAC to Energy Star Geothermal Heat Pump w/PTCS Specifications - Zone 3 Heat - Zone 1 Cool | Pre94 NonSGC Manufactured Home Convert FAF w/o CAC to Energy Star Geothermal Heat Pump w/RTF Specifications - Zone 3 Heat - Zone 1 Cool
Pre94 NonSGC Manufactured Home Convert FAF w/o CAC to Energy Star Geothermal Heat Pump w/PTCS Specifications - Zone 3 Heat - Zone 2 Cool | Pre94 NonSGC Manufactured Home Convert FAF w/o CAC to Energy Star Geothermal Heat Pump w/RTF Specifications - Zone 3 Heat - Zone 2 Cool
Pre94 NonSGC Manufactured Home Convert FAF w/o CAC to Energy Star Geothermal Heat Pump w/PTCS Specifications - Zone 3 Heat - Zone 2 Cool | Pre94 NonSGC Manufactured Home Convert FAF w/o CAC to Energy Star Geothermal Heat Pump w/RTF Specifications - Zone 3 Heat - Zone 2 Cool
Pre94 NonSGC Manufactured Home Convert FAF w/o CAC to Energy Star Geothermal Heat Pump w/PTCS Specifications - Zone 3 Heat - Zone 2 Cool | Pre94 NonSGC Manufactured Home Convert FAF w/o CAC to Energy Star Geothermal Heat Pump w/RTF Specifications - Zone 3 Heat - Zone 2 Cool
Pre94 NonSGC Manufactured Home Convert FAF w/CAC to Energy Star Geothermal Heat Pump w/PTCS Specifications - Zone 1 Heat - Zone 1 Cool | Pre94 NonSGC Manufactured Home Convert FAF w/CAC to Energy Star Geothermal Heat Pump w/RTF Specifications - Zone 1 Heat - Zone 1 Cool
Pre94 NonSGC Manufactured Home Convert FAF w/CAC to Energy Star Geothermal Heat Pump w/PTCS Specifications - Zone 1 Heat - Zone 1 Cool | Pre94 NonSGC Manufactured Home Convert FAF w/CAC to Energy Star Geothermal Heat Pump w/RTF Specifications - Zone 1 Heat - Zone 1 Cool
Pre94 NonSGC Manufactured Home Convert FAF w/CAC to Energy Star Geothermal Heat Pump w/PTCS Specifications - Zone 1 Heat - Zone 1 Cool | Pre94 NonSGC Manufactured Home Convert FAF w/CAC to Energy Star Geothermal Heat Pump w/RTF Specifications - Zone 1 Heat - Zone 1 Cool
Pre94 NonSGC Manufactured Home Convert FAF w/CAC to Energy Star Geothermal Heat Pump w/PTCS Specifications - Zone 2 Heat - Zone 2 Cool | Pre94 NonSGC Manufactured Home Convert FAF w/CAC to Energy Star Geothermal Heat Pump w/RTF Specifications - Zone 2 Heat - Zone 2 Cool
Pre94 NonSGC Manufactured Home Convert FAF w/CAC to Energy Star Geothermal Heat Pump w/PTCS Specifications - Zone 2 Heat - Zone 2 Cool | Pre94 NonSGC Manufactured Home Convert FAF w/CAC to Energy Star Geothermal Heat Pump w/RTF Specifications - Zone 2 Heat - Zone 2 Cool
Pre94 NonSGC Manufactured Home Convert FAF w/CAC to Energy Star Geothermal Heat Pump w/PTCS Specifications - Zone 2 Heat - Zone 2 Cool | Pre94 NonSGC Manufactured Home Convert FAF w/CAC to Energy Star Geothermal Heat Pump w/RTF Specifications - Zone 2 Heat - Zone 2 Cool
Pre94 NonSGC Manufactured Home Convert FAF w/CAC to Energy Star Geothermal Heat Pump w/PTCS Specifications - Zone 3 Heat - Zone 3 Cool | Pre94 NonSGC Manufactured Home Convert FAF w/CAC to Energy Star Geothermal Heat Pump w/RTF Specifications - Zone 3 Heat - Zone 3 Cool
Pre94 NonSGC Manufactured Home Convert FAF w/CAC to Energy Star Geothermal Heat Pump w/PTCS Specifications - Zone 3 Heat - Zone 3 Cool | Pre94 NonSGC Manufactured Home Convert FAF w/CAC to Energy Star Geothermal Heat Pump w/RTF Specifications - Zone 3 Heat - Zone 3 Cool
Pre94 NonSGC Manufactured Home Convert FAF w/CAC to Energy Star Geothermal Heat Pump w/PTCS Specifications - Zone 3 Heat - Zone 3 Cool | Pre94 NonSGC Manufactured Home Convert FAF w/CAC to Energy Star Geothermal Heat Pump w/RTF Specifications - Zone 3 Heat - Zone 3 Cool
Pre94 NonSGC Manufactured Home Convert FAF w/CAC to Energy Star Geothermal Heat Pump w/PTCS Specifications - Zone 1 Heat - Zone 2 Cool | Pre94 NonSGC Manufactured Home Convert FAF w/CAC to Energy Star Geothermal Heat Pump w/RTF Specifications - Zone 1 Heat - Zone 2 Cool
Pre94 NonSGC Manufactured Home Convert FAF w/CAC to Energy Star Geothermal Heat Pump w/PTCS Specifications - Zone 1 Heat - Zone 2 Cool | Pre94 NonSGC Manufactured Home Convert FAF w/CAC to Energy Star Geothermal Heat Pump w/RTF Specifications - Zone 1 Heat - Zone 2 Cool
Pre94 NonSGC Manufactured Home Convert FAF w/CAC to Energy Star Geothermal Heat Pump w/PTCS Specifications - Zone 1 Heat - Zone 2 Cool | Pre94 NonSGC Manufactured Home Convert FAF w/CAC to Energy Star Geothermal Heat Pump w/RTF Specifications - Zone 1 Heat - Zone 2 Cool
Pre94 NonSGC Manufactured Home Convert FAF w/CAC to Energy Star Geothermal Heat Pump w/PTCS Specifications - Zone 1 Heat - Zone 3 Cool | Pre94 NonSGC Manufactured Home Convert FAF w/CAC to Energy Star Geothermal Heat Pump w/RTF Specifications - Zone 1 Heat - Zone 3 Cool
Pre94 NonSGC Manufactured Home Convert FAF w/CAC to Energy Star Geothermal Heat Pump w/PTCS Specifications - Zone 1 Heat - Zone 3 Cool | Pre94 NonSGC Manufactured Home Convert FAF w/CAC to Energy Star Geothermal Heat Pump w/RTF Specifications - Zone 1 Heat - Zone 3 Cool
Pre94 NonSGC Manufactured Home Convert FAF w/CAC to Energy Star Geothermal Heat Pump w/PTCS Specifications - Zone 1 Heat - Zone 3 Cool | Pre94 NonSGC Manufactured Home Convert FAF w/CAC to Energy Star Geothermal Heat Pump w/RTF Specifications - Zone 1 Heat - Zone 3 Cool
Pre94 NonSGC Manufactured Home Convert FAF w/CAC to Energy Star Geothermal Heat Pump w/PTCS Specifications - Zone 2 Heat - Zone 3 Cool | Pre94 NonSGC Manufactured Home Convert FAF w/CAC to Energy Star Geothermal Heat Pump w/RTF Specifications - Zone 2 Heat - Zone 3 Cool
Pre94 NonSGC Manufactured Home Convert FAF w/CAC to Energy Star Geothermal Heat Pump w/PTCS Specifications - Zone 2 Heat - Zone 3 Cool | Pre94 NonSGC Manufactured Home Convert FAF w/CAC to Energy Star Geothermal Heat Pump w/RTF Specifications - Zone 2 Heat - Zone 3 Cool
Pre94 NonSGC Manufactured Home Convert FAF w/CAC to Energy Star Geothermal Heat Pump w/PTCS Specifications - Zone 2 Heat - Zone 3 Cool | Pre94 NonSGC Manufactured Home Convert FAF w/CAC to Energy Star Geothermal Heat Pump w/RTF Specifications - Zone 2 Heat - Zone 3 Cool
Pre94 NonSGC Manufactured Home Convert FAF w/CAC to Energy Star Geothermal Heat Pump w/PTCS Specifications - Zone 2 Heat - Zone 1 Cool | Pre94 NonSGC Manufactured Home Convert FAF w/CAC to Energy Star Geothermal Heat Pump w/RTF Specifications - Zone 2 Heat - Zone 1 Cool
Pre94 NonSGC Manufactured Home Convert FAF w/CAC to Energy Star Geothermal Heat Pump w/PTCS Specifications - Zone 2 Heat - Zone 1 Cool | Pre94 NonSGC Manufactured Home Convert FAF w/CAC to Energy Star Geothermal Heat Pump w/RTF Specifications - Zone 2 Heat - Zone 1 Cool
Pre94 NonSGC Manufactured Home Convert FAF w/CAC to Energy Star Geothermal Heat Pump w/PTCS Specifications - Zone 2 Heat - Zone 1 Cool | Pre94 NonSGC Manufactured Home Convert FAF w/CAC to Energy Star Geothermal Heat Pump w/RTF Specifications - Zone 2 Heat - Zone 1 Cool
Pre94 NonSGC Manufactured Home Convert FAF w/CAC to Energy Star Geothermal Heat Pump w/PTCS Specifications - Zone 3 Heat - Zone 1 Cool | Pre94 NonSGC Manufactured Home Convert FAF w/CAC to Energy Star Geothermal Heat Pump w/RTF Specifications - Zone 3 Heat - Zone 1 Cool
Pre94 NonSGC Manufactured Home Convert FAF w/CAC to Energy Star Geothermal Heat Pump w/PTCS Specifications - Zone 3 Heat - Zone 1 Cool | Pre94 NonSGC Manufactured Home Convert FAF w/CAC to Energy Star Geothermal Heat Pump w/RTF Specifications - Zone 3 Heat - Zone 1 Cool
Pre94 NonSGC Manufactured Home Convert FAF w/CAC to Energy Star Geothermal Heat Pump w/PTCS Specifications - Zone 3 Heat - Zone 1 Cool | Pre94 NonSGC Manufactured Home Convert FAF w/CAC to Energy Star Geothermal Heat Pump w/RTF Specifications - Zone 3 Heat - Zone 1 Cool
Pre94 NonSGC Manufactured Home Convert FAF w/CAC to Energy Star Geothermal Heat Pump w/PTCS Specifications - Zone 3 Heat - Zone 2 Cool | Pre94 NonSGC Manufactured Home Convert FAF w/CAC to Energy Star Geothermal Heat Pump w/RTF Specifications - Zone 3 Heat - Zone 2 Cool
Pre94 NonSGC Manufactured Home Convert FAF w/CAC to Energy Star Geothermal Heat Pump w/PTCS Specifications - Zone 3 Heat - Zone 2 Cool | Pre94 NonSGC Manufactured Home Convert FAF w/CAC to Energy Star Geothermal Heat Pump w/RTF Specifications - Zone 3 Heat - Zone 2 Cool
Pre94 NonSGC Manufactured Home Convert FAF w/CAC to Energy Star Geothermal Heat Pump w/PTCS Specifications - Zone 3 Heat - Zone 2 Cool | Pre94 NonSGC Manufactured Home Convert FAF w/CAC to Energy Star Geothermal Heat Pump w/RTF Specifications - Zone 3 Heat - Zone 2 Cool
Post93 NonSGC Manufactured Home Convert Air Source Heat Pump to Energy Star Geothermal Heat Pump w/PTCS Specifications - Zone 1 Heat - Zone 1 Cool | Post93 NonSGC Manufactured Home Convert Air Source Heat Pump to Energy Star Geothermal Heat Pump w/RTF Specifications - Zone 1 Heat - Zone 1 Cool
Post93 NonSGC Manufactured Home Convert Air Source Heat Pump to Energy Star Geothermal Heat Pump w/PTCS Specifications - Zone 1 Heat - Zone 1 Cool | Post93 NonSGC Manufactured Home Convert Air Source Heat Pump to Energy Star Geothermal Heat Pump w/RTF Specifications - Zone 1 Heat - Zone 1 Cool
Post93 NonSGC Manufactured Home Convert Air Source Heat Pump to Energy Star Geothermal Heat Pump w/PTCS Specifications - Zone 1 Heat - Zone 1 Cool | Post93 NonSGC Manufactured Home Convert Air Source Heat Pump to Energy Star Geothermal Heat Pump w/RTF Specifications - Zone 1 Heat - Zone 1 Cool
Post93 NonSGC Manufactured Home Convert Air Source Heat Pump to Energy Star Geothermal Heat Pump w/PTCS Specifications - Zone 2 Heat - Zone 2 Cool | Post93 NonSGC Manufactured Home Convert Air Source Heat Pump to Energy Star Geothermal Heat Pump w/RTF Specifications - Zone 2 Heat - Zone 2 Cool
Post93 NonSGC Manufactured Home Convert Air Source Heat Pump to Energy Star Geothermal Heat Pump w/PTCS Specifications - Zone 2 Heat - Zone 2 Cool | Post93 NonSGC Manufactured Home Convert Air Source Heat Pump to Energy Star Geothermal Heat Pump w/RTF Specifications - Zone 2 Heat - Zone 2 Cool
Post93 NonSGC Manufactured Home Convert Air Source Heat Pump to Energy Star Geothermal Heat Pump w/PTCS Specifications - Zone 2 Heat - Zone 2 Cool | Post93 NonSGC Manufactured Home Convert Air Source Heat Pump to Energy Star Geothermal Heat Pump w/RTF Specifications - Zone 2 Heat - Zone 2 Cool
Post93 NonSGC Manufactured Home Convert Air Source Heat Pump to Energy Star Geothermal Heat Pump w/PTCS Specifications - Zone 3 Heat - Zone 3 Cool | Post93 NonSGC Manufactured Home Convert Air Source Heat Pump to Energy Star Geothermal Heat Pump w/RTF Specifications - Zone 3 Heat - Zone 3 Cool
Post93 NonSGC Manufactured Home Convert Air Source Heat Pump to Energy Star Geothermal Heat Pump w/PTCS Specifications - Zone 3 Heat - Zone 3 Cool | Post93 NonSGC Manufactured Home Convert Air Source Heat Pump to Energy Star Geothermal Heat Pump w/RTF Specifications - Zone 3 Heat - Zone 3 Cool
Post93 NonSGC Manufactured Home Convert Air Source Heat Pump to Energy Star Geothermal Heat Pump w/PTCS Specifications - Zone 3 Heat - Zone 3 Cool | Post93 NonSGC Manufactured Home Convert Air Source Heat Pump to Energy Star Geothermal Heat Pump w/RTF Specifications - Zone 3 Heat - Zone 3 Cool
Post93 NonSGC Manufactured Home Convert Air Source Heat Pump to Energy Star Geothermal Heat Pump w/PTCS Specifications - Zone 1 Heat - Zone 2 Cool | Post93 NonSGC Manufactured Home Convert Air Source Heat Pump to Energy Star Geothermal Heat Pump w/RTF Specifications - Zone 1 Heat - Zone 2 Cool
Post93 NonSGC Manufactured Home Convert Air Source Heat Pump to Energy Star Geothermal Heat Pump w/PTCS Specifications - Zone 1 Heat - Zone 2 Cool | Post93 NonSGC Manufactured Home Convert Air Source Heat Pump to Energy Star Geothermal Heat Pump w/RTF Specifications - Zone 1 Heat - Zone 2 Cool
Post93 NonSGC Manufactured Home Convert Air Source Heat Pump to Energy Star Geothermal Heat Pump w/PTCS Specifications - Zone 1 Heat - Zone 2 Cool | Post93 NonSGC Manufactured Home Convert Air Source Heat Pump to Energy Star Geothermal Heat Pump w/RTF Specifications - Zone 1 Heat - Zone 2 Cool
Post93 NonSGC Manufactured Home Convert Air Source Heat Pump to Energy Star Geothermal Heat Pump w/PTCS Specifications - Zone 1 Heat - Zone 3 Cool | Post93 NonSGC Manufactured Home Convert Air Source Heat Pump to Energy Star Geothermal Heat Pump w/RTF Specifications - Zone 1 Heat - Zone 3 Cool
Post93 NonSGC Manufactured Home Convert Air Source Heat Pump to Energy Star Geothermal Heat Pump w/PTCS Specifications - Zone 1 Heat - Zone 3 Cool | Post93 NonSGC Manufactured Home Convert Air Source Heat Pump to Energy Star Geothermal Heat Pump w/RTF Specifications - Zone 1 Heat - Zone 3 Cool
Post93 NonSGC Manufactured Home Convert Air Source Heat Pump to Energy Star Geothermal Heat Pump w/PTCS Specifications - Zone 1 Heat - Zone 3 Cool | Post93 NonSGC Manufactured Home Convert Air Source Heat Pump to Energy Star Geothermal Heat Pump w/RTF Specifications - Zone 1 Heat - Zone 3 Cool
Post93 NonSGC Manufactured Home Convert Air Source Heat Pump to Energy Star Geothermal Heat Pump w/PTCS Specifications - Zone 2 Heat - Zone 3 Cool | Post93 NonSGC Manufactured Home Convert Air Source Heat Pump to Energy Star Geothermal Heat Pump w/RTF Specifications - Zone 2 Heat - Zone 3 Cool
Post93 NonSGC Manufactured Home Convert Air Source Heat Pump to Energy Star Geothermal Heat Pump w/PTCS Specifications - Zone 2 Heat - Zone 3 Cool | Post93 NonSGC Manufactured Home Convert Air Source Heat Pump to Energy Star Geothermal Heat Pump w/RTF Specifications - Zone 2 Heat - Zone 3 Cool
Post93 NonSGC Manufactured Home Convert Air Source Heat Pump to Energy Star Geothermal Heat Pump w/PTCS Specifications - Zone 2 Heat - Zone 3 Cool | Post93 NonSGC Manufactured Home Convert Air Source Heat Pump to Energy Star Geothermal Heat Pump w/RTF Specifications - Zone 2 Heat - Zone 3 Cool
Post93 NonSGC Manufactured Home Convert Air Source Heat Pump to Energy Star Geothermal Heat Pump w/PTCS Specifications - Zone 2 Heat - Zone 1 Cool | Post93 NonSGC Manufactured Home Convert Air Source Heat Pump to Energy Star Geothermal Heat Pump w/RTF Specifications - Zone 2 Heat - Zone 1 Cool
Post93 NonSGC Manufactured Home Convert Air Source Heat Pump to Energy Star Geothermal Heat Pump w/PTCS Specifications - Zone 2 Heat - Zone 1 Cool | Post93 NonSGC Manufactured Home Convert Air Source Heat Pump to Energy Star Geothermal Heat Pump w/RTF Specifications - Zone 2 Heat - Zone 1 Cool
Post93 NonSGC Manufactured Home Convert Air Source Heat Pump to Energy Star Geothermal Heat Pump w/PTCS Specifications - Zone 2 Heat - Zone 1 Cool | Post93 NonSGC Manufactured Home Convert Air Source Heat Pump to Energy Star Geothermal Heat Pump w/RTF Specifications - Zone 2 Heat - Zone 1 Cool
Post93 NonSGC Manufactured Home Convert Air Source Heat Pump to Energy Star Geothermal Heat Pump w/PTCS Specifications - Zone 3 Heat - Zone 1 Cool | Post93 NonSGC Manufactured Home Convert Air Source Heat Pump to Energy Star Geothermal Heat Pump w/RTF Specifications - Zone 3 Heat - Zone 1 Cool
Post93 NonSGC Manufactured Home Convert Air Source Heat Pump to Energy Star Geothermal Heat Pump w/PTCS Specifications - Zone 3 Heat - Zone 1 Cool | Post93 NonSGC Manufactured Home Convert Air Source Heat Pump to Energy Star Geothermal Heat Pump w/RTF Specifications - Zone 3 Heat - Zone 1 Cool
Post93 NonSGC Manufactured Home Convert Air Source Heat Pump to Energy Star Geothermal Heat Pump w/PTCS Specifications - Zone 3 Heat - Zone 1 Cool | Post93 NonSGC Manufactured Home Convert Air Source Heat Pump to Energy Star Geothermal Heat Pump w/RTF Specifications - Zone 3 Heat - Zone 1 Cool
Post93 NonSGC Manufactured Home Convert Air Source Heat Pump to Energy Star Geothermal Heat Pump w/PTCS Specifications - Zone 3 Heat - Zone 2 Cool | Post93 NonSGC Manufactured Home Convert Air Source Heat Pump to Energy Star Geothermal Heat Pump w/RTF Specifications - Zone 3 Heat - Zone 2 Cool
Post93 NonSGC Manufactured Home Convert Air Source Heat Pump to Energy Star Geothermal Heat Pump w/PTCS Specifications - Zone 3 Heat - Zone 2 Cool | Post93 NonSGC Manufactured Home Convert Air Source Heat Pump to Energy Star Geothermal Heat Pump w/RTF Specifications - Zone 3 Heat - Zone 2 Cool
Post93 NonSGC Manufactured Home Convert Air Source Heat Pump to Energy Star Geothermal Heat Pump w/PTCS Specifications - Zone 3 Heat - Zone 2 Cool | Post93 NonSGC Manufactured Home Convert Air Source Heat Pump to Energy Star Geothermal Heat Pump w/RTF Specifications - Zone 3 Heat - Zone 2 Cool
Post93 NonSGC Manufactured Home Convert FAF w/o CAC to Energy Star Geothermal Heat Pump w/PTCS Specifications - Zone 1 Heat - Zone 1 Cool | Post93 NonSGC Manufactured Home Convert FAF w/o CAC to Energy Star Geothermal Heat Pump w/RTF Specifications - Zone 1 Heat - Zone 1 Cool
Post93 NonSGC Manufactured Home Convert FAF w/o CAC to Energy Star Geothermal Heat Pump w/PTCS Specifications - Zone 1 Heat - Zone 1 Cool | Post93 NonSGC Manufactured Home Convert FAF w/o CAC to Energy Star Geothermal Heat Pump w/RTF Specifications - Zone 1 Heat - Zone 1 Cool
Post93 NonSGC Manufactured Home Convert FAF w/o CAC to Energy Star Geothermal Heat Pump w/PTCS Specifications - Zone 1 Heat - Zone 1 Cool | Post93 NonSGC Manufactured Home Convert FAF w/o CAC to Energy Star Geothermal Heat Pump w/RTF Specifications - Zone 1 Heat - Zone 1 Cool
Post93 NonSGC Manufactured Home Convert FAF w/o CAC to Energy Star Geothermal Heat Pump w/PTCS Specifications - Zone 2 Heat - Zone 2 Cool | Post93 NonSGC Manufactured Home Convert FAF w/o CAC to Energy Star Geothermal Heat Pump w/RTF Specifications - Zone 2 Heat - Zone 2 Cool
Post93 NonSGC Manufactured Home Convert FAF w/o CAC to Energy Star Geothermal Heat Pump w/PTCS Specifications - Zone 2 Heat - Zone 2 Cool | Post93 NonSGC Manufactured Home Convert FAF w/o CAC to Energy Star Geothermal Heat Pump w/RTF Specifications - Zone 2 Heat - Zone 2 Cool
Post93 NonSGC Manufactured Home Convert FAF w/o CAC to Energy Star Geothermal Heat Pump w/PTCS Specifications - Zone 2 Heat - Zone 2 Cool | Post93 NonSGC Manufactured Home Convert FAF w/o CAC to Energy Star Geothermal Heat Pump w/RTF Specifications - Zone 2 Heat - Zone 2 Cool
Post93 NonSGC Manufactured Home Convert FAF w/o CAC to Energy Star Geothermal Heat Pump w/PTCS Specifications - Zone 3 Heat - Zone 3 Cool | Post93 NonSGC Manufactured Home Convert FAF w/o CAC to Energy Star Geothermal Heat Pump w/RTF Specifications - Zone 3 Heat - Zone 3 Cool
Post93 NonSGC Manufactured Home Convert FAF w/o CAC to Energy Star Geothermal Heat Pump w/PTCS Specifications - Zone 3 Heat - Zone 3 Cool | Post93 NonSGC Manufactured Home Convert FAF w/o CAC to Energy Star Geothermal Heat Pump w/RTF Specifications - Zone 3 Heat - Zone 3 Cool
Post93 NonSGC Manufactured Home Convert FAF w/o CAC to Energy Star Geothermal Heat Pump w/PTCS Specifications - Zone 3 Heat - Zone 3 Cool | Post93 NonSGC Manufactured Home Convert FAF w/o CAC to Energy Star Geothermal Heat Pump w/RTF Specifications - Zone 3 Heat - Zone 3 Cool
Post93 NonSGC Manufactured Home Convert FAF w/o CAC to Energy Star Geothermal Heat Pump w/PTCS Specifications - Zone 1 Heat - Zone 2 Cool | Post93 NonSGC Manufactured Home Convert FAF w/o CAC to Energy Star Geothermal Heat Pump w/RTF Specifications - Zone 1 Heat - Zone 2 Cool
Post93 NonSGC Manufactured Home Convert FAF w/o CAC to Energy Star Geothermal Heat Pump w/PTCS Specifications - Zone 1 Heat - Zone 2 Cool | Post93 NonSGC Manufactured Home Convert FAF w/o CAC to Energy Star Geothermal Heat Pump w/RTF Specifications - Zone 1 Heat - Zone 2 Cool
Post93 NonSGC Manufactured Home Convert FAF w/o CAC to Energy Star Geothermal Heat Pump w/PTCS Specifications - Zone 1 Heat - Zone 2 Cool | Post93 NonSGC Manufactured Home Convert FAF w/o CAC to Energy Star Geothermal Heat Pump w/RTF Specifications - Zone 1 Heat - Zone 2 Cool
Post93 NonSGC Manufactured Home Convert FAF w/o CAC to Energy Star Geothermal Heat Pump w/PTCS Specifications - Zone 1 Heat - Zone 3 Cool | Post93 NonSGC Manufactured Home Convert FAF w/o CAC to Energy Star Geothermal Heat Pump w/RTF Specifications - Zone 1 Heat - Zone 3 Cool
Post93 NonSGC Manufactured Home Convert FAF w/o CAC to Energy Star Geothermal Heat Pump w/PTCS Specifications - Zone 1 Heat - Zone 3 Cool | Post93 NonSGC Manufactured Home Convert FAF w/o CAC to Energy Star Geothermal Heat Pump w/RTF Specifications - Zone 1 Heat - Zone 3 Cool
Post93 NonSGC Manufactured Home Convert FAF w/o CAC to Energy Star Geothermal Heat Pump w/PTCS Specifications - Zone 1 Heat - Zone 3 Cool | Post93 NonSGC Manufactured Home Convert FAF w/o CAC to Energy Star Geothermal Heat Pump w/RTF Specifications - Zone 1 Heat - Zone 3 Cool
Post93 NonSGC Manufactured Home Convert FAF w/o CAC to Energy Star Geothermal Heat Pump w/PTCS Specifications - Zone 2 Heat - Zone 3 Cool | Post93 NonSGC Manufactured Home Convert FAF w/o CAC to Energy Star Geothermal Heat Pump w/RTF Specifications - Zone 2 Heat - Zone 3 Cool
Post93 NonSGC Manufactured Home Convert FAF w/o CAC to Energy Star Geothermal Heat Pump w/PTCS Specifications - Zone 2 Heat - Zone 3 Cool | Post93 NonSGC Manufactured Home Convert FAF w/o CAC to Energy Star Geothermal Heat Pump w/RTF Specifications - Zone 2 Heat - Zone 3 Cool
Post93 NonSGC Manufactured Home Convert FAF w/o CAC to Energy Star Geothermal Heat Pump w/PTCS Specifications - Zone 2 Heat - Zone 3 Cool | Post93 NonSGC Manufactured Home Convert FAF w/o CAC to Energy Star Geothermal Heat Pump w/RTF Specifications - Zone 2 Heat - Zone 3 Cool
Post93 NonSGC Manufactured Home Convert FAF w/o CAC to Energy Star Geothermal Heat Pump w/PTCS Specifications - Zone 2 Heat - Zone 1 Cool | Post93 NonSGC Manufactured Home Convert FAF w/o CAC to Energy Star Geothermal Heat Pump w/RTF Specifications - Zone 2 Heat - Zone 1 Cool
Post93 NonSGC Manufactured Home Convert FAF w/o CAC to Energy Star Geothermal Heat Pump w/PTCS Specifications - Zone 2 Heat - Zone 1 Cool | Post93 NonSGC Manufactured Home Convert FAF w/o CAC to Energy Star Geothermal Heat Pump w/RTF Specifications - Zone 2 Heat - Zone 1 Cool
Post93 NonSGC Manufactured Home Convert FAF w/o CAC to Energy Star Geothermal Heat Pump w/PTCS Specifications - Zone 2 Heat - Zone 1 Cool | Post93 NonSGC Manufactured Home Convert FAF w/o CAC to Energy Star Geothermal Heat Pump w/RTF Specifications - Zone 2 Heat - Zone 1 Cool
Post93 NonSGC Manufactured Home Convert FAF w/o CAC to Energy Star Geothermal Heat Pump w/PTCS Specifications - Zone 3 Heat - Zone 1 Cool | Post93 NonSGC Manufactured Home Convert FAF w/o CAC to Energy Star Geothermal Heat Pump w/RTF Specifications - Zone 3 Heat - Zone 1 Cool
Post93 NonSGC Manufactured Home Convert FAF w/o CAC to Energy Star Geothermal Heat Pump w/PTCS Specifications - Zone 3 Heat - Zone 1 Cool | Post93 NonSGC Manufactured Home Convert FAF w/o CAC to Energy Star Geothermal Heat Pump w/RTF Specifications - Zone 3 Heat - Zone 1 Cool
Post93 NonSGC Manufactured Home Convert FAF w/o CAC to Energy Star Geothermal Heat Pump w/PTCS Specifications - Zone 3 Heat - Zone 1 Cool | Post93 NonSGC Manufactured Home Convert FAF w/o CAC to Energy Star Geothermal Heat Pump w/RTF Specifications - Zone 3 Heat - Zone 1 Cool
Post93 NonSGC Manufactured Home Convert FAF w/o CAC to Energy Star Geothermal Heat Pump w/PTCS Specifications - Zone 3 Heat - Zone 2 Cool | Post93 NonSGC Manufactured Home Convert FAF w/o CAC to Energy Star Geothermal Heat Pump w/RTF Specifications - Zone 3 Heat - Zone 2 Cool
Post93 NonSGC Manufactured Home Convert FAF w/o CAC to Energy Star Geothermal Heat Pump w/PTCS Specifications - Zone 3 Heat - Zone 2 Cool | Post93 NonSGC Manufactured Home Convert FAF w/o CAC to Energy Star Geothermal Heat Pump w/RTF Specifications - Zone 3 Heat - Zone 2 Cool
Post93 NonSGC Manufactured Home Convert FAF w/o CAC to Energy Star Geothermal Heat Pump w/PTCS Specifications - Zone 3 Heat - Zone 2 Cool | Post93 NonSGC Manufactured Home Convert FAF w/o CAC to Energy Star Geothermal Heat Pump w/RTF Specifications - Zone 3 Heat - Zone 2 Cool
Post93 NonSGC Manufactured Home Convert FAF w/CAC to Energy Star Geothermal Heat Pump w/PTCS Specifications - Zone 1 Heat - Zone 1 Cool | Post93 NonSGC Manufactured Home Convert FAF w/CAC to Energy Star Geothermal Heat Pump w/RTF Specifications - Zone 1 Heat - Zone 1 Cool
Post93 NonSGC Manufactured Home Convert FAF w/CAC to Energy Star Geothermal Heat Pump w/PTCS Specifications - Zone 1 Heat - Zone 1 Cool | Post93 NonSGC Manufactured Home Convert FAF w/CAC to Energy Star Geothermal Heat Pump w/RTF Specifications - Zone 1 Heat - Zone 1 Cool
Post93 NonSGC Manufactured Home Convert FAF w/CAC to Energy Star Geothermal Heat Pump w/PTCS Specifications - Zone 1 Heat - Zone 1 Cool | Post93 NonSGC Manufactured Home Convert FAF w/CAC to Energy Star Geothermal Heat Pump w/RTF Specifications - Zone 1 Heat - Zone 1 Cool
Post93 NonSGC Manufactured Home Convert FAF w/CAC to Energy Star Geothermal Heat Pump w/PTCS Specifications - Zone 2 Heat - Zone 2 Cool | Post93 NonSGC Manufactured Home Convert FAF w/CAC to Energy Star Geothermal Heat Pump w/RTF Specifications - Zone 2 Heat - Zone 2 Cool
Post93 NonSGC Manufactured Home Convert FAF w/CAC to Energy Star Geothermal Heat Pump w/PTCS Specifications - Zone 2 Heat - Zone 2 Cool | Post93 NonSGC Manufactured Home Convert FAF w/CAC to Energy Star Geothermal Heat Pump w/RTF Specifications - Zone 2 Heat - Zone 2 Cool
Post93 NonSGC Manufactured Home Convert FAF w/CAC to Energy Star Geothermal Heat Pump w/PTCS Specifications - Zone 2 Heat - Zone 2 Cool | Post93 NonSGC Manufactured Home Convert FAF w/CAC to Energy Star Geothermal Heat Pump w/RTF Specifications - Zone 2 Heat - Zone 2 Cool
Post93 NonSGC Manufactured Home Convert FAF w/CAC to Energy Star Geothermal Heat Pump w/PTCS Specifications - Zone 3 Heat - Zone 3 Cool | Post93 NonSGC Manufactured Home Convert FAF w/CAC to Energy Star Geothermal Heat Pump w/RTF Specifications - Zone 3 Heat - Zone 3 Cool
Post93 NonSGC Manufactured Home Convert FAF w/CAC to Energy Star Geothermal Heat Pump w/PTCS Specifications - Zone 3 Heat - Zone 3 Cool | Post93 NonSGC Manufactured Home Convert FAF w/CAC to Energy Star Geothermal Heat Pump w/RTF Specifications - Zone 3 Heat - Zone 3 Cool
Post93 NonSGC Manufactured Home Convert FAF w/CAC to Energy Star Geothermal Heat Pump w/PTCS Specifications - Zone 3 Heat - Zone 3 Cool | Post93 NonSGC Manufactured Home Convert FAF w/CAC to Energy Star Geothermal Heat Pump w/RTF Specifications - Zone 3 Heat - Zone 3 Cool
Post93 NonSGC Manufactured Home Convert FAF w/CAC to Energy Star Geothermal Heat Pump w/PTCS Specifications - Zone 1 Heat - Zone 2 Cool | Post93 NonSGC Manufactured Home Convert FAF w/CAC to Energy Star Geothermal Heat Pump w/RTF Specifications - Zone 1 Heat - Zone 2 Cool
Post93 NonSGC Manufactured Home Convert FAF w/CAC to Energy Star Geothermal Heat Pump w/PTCS Specifications - Zone 1 Heat - Zone 2 Cool | Post93 NonSGC Manufactured Home Convert FAF w/CAC to Energy Star Geothermal Heat Pump w/RTF Specifications - Zone 1 Heat - Zone 2 Cool
Post93 NonSGC Manufactured Home Convert FAF w/CAC to Energy Star Geothermal Heat Pump w/PTCS Specifications - Zone 1 Heat - Zone 2 Cool | Post93 NonSGC Manufactured Home Convert FAF w/CAC to Energy Star Geothermal Heat Pump w/RTF Specifications - Zone 1 Heat - Zone 2 Cool
Post93 NonSGC Manufactured Home Convert FAF w/CAC to Energy Star Geothermal Heat Pump w/PTCS Specifications - Zone 1 Heat - Zone 3 Cool | Post93 NonSGC Manufactured Home Convert FAF w/CAC to Energy Star Geothermal Heat Pump w/RTF Specifications - Zone 1 Heat - Zone 3 Cool
Post93 NonSGC Manufactured Home Convert FAF w/CAC to Energy Star Geothermal Heat Pump w/PTCS Specifications - Zone 1 Heat - Zone 3 Cool | Post93 NonSGC Manufactured Home Convert FAF w/CAC to Energy Star Geothermal Heat Pump w/RTF Specifications - Zone 1 Heat - Zone 3 Cool
Post93 NonSGC Manufactured Home Convert FAF w/CAC to Energy Star Geothermal Heat Pump w/PTCS Specifications - Zone 1 Heat - Zone 3 Cool | Post93 NonSGC Manufactured Home Convert FAF w/CAC to Energy Star Geothermal Heat Pump w/RTF Specifications - Zone 1 Heat - Zone 3 Cool
Post93 NonSGC Manufactured Home Convert FAF w/CAC to Energy Star Geothermal Heat Pump w/PTCS Specifications - Zone 2 Heat - Zone 3 Cool | Post93 NonSGC Manufactured Home Convert FAF w/CAC to Energy Star Geothermal Heat Pump w/RTF Specifications - Zone 2 Heat - Zone 3 Cool
Post93 NonSGC Manufactured Home Convert FAF w/CAC to Energy Star Geothermal Heat Pump w/PTCS Specifications - Zone 2 Heat - Zone 3 Cool | Post93 NonSGC Manufactured Home Convert FAF w/CAC to Energy Star Geothermal Heat Pump w/RTF Specifications - Zone 2 Heat - Zone 3 Cool
Post93 NonSGC Manufactured Home Convert FAF w/CAC to Energy Star Geothermal Heat Pump w/PTCS Specifications - Zone 2 Heat - Zone 3 Cool | Post93 NonSGC Manufactured Home Convert FAF w/CAC to Energy Star Geothermal Heat Pump w/RTF Specifications - Zone 2 Heat - Zone 3 Cool
Post93 NonSGC Manufactured Home Convert FAF w/CAC to Energy Star Geothermal Heat Pump w/PTCS Specifications - Zone 2 Heat - Zone 1 Cool | Post93 NonSGC Manufactured Home Convert FAF w/CAC to Energy Star Geothermal Heat Pump w/RTF Specifications - Zone 2 Heat - Zone 1 Cool
Post93 NonSGC Manufactured Home Convert FAF w/CAC to Energy Star Geothermal Heat Pump w/PTCS Specifications - Zone 2 Heat - Zone 1 Cool | Post93 NonSGC Manufactured Home Convert FAF w/CAC to Energy Star Geothermal Heat Pump w/RTF Specifications - Zone 2 Heat - Zone 1 Cool
Post93 NonSGC Manufactured Home Convert FAF w/CAC to Energy Star Geothermal Heat Pump w/PTCS Specifications - Zone 2 Heat - Zone 1 Cool | Post93 NonSGC Manufactured Home Convert FAF w/CAC to Energy Star Geothermal Heat Pump w/RTF Specifications - Zone 2 Heat - Zone 1 Cool
Post93 NonSGC Manufactured Home Convert FAF w/CAC to Energy Star Geothermal Heat Pump w/PTCS Specifications - Zone 3 Heat - Zone 1 Cool | Post93 NonSGC Manufactured Home Convert FAF w/CAC to Energy Star Geothermal Heat Pump w/RTF Specifications - Zone 3 Heat - Zone 1 Cool
Post93 NonSGC Manufactured Home Convert FAF w/CAC to Energy Star Geothermal Heat Pump w/PTCS Specifications - Zone 3 Heat - Zone 1 Cool | Post93 NonSGC Manufactured Home Convert FAF w/CAC to Energy Star Geothermal Heat Pump w/RTF Specifications - Zone 3 Heat - Zone 1 Cool
Post93 NonSGC Manufactured Home Convert FAF w/CAC to Energy Star Geothermal Heat Pump w/PTCS Specifications - Zone 3 Heat - Zone 1 Cool | Post93 NonSGC Manufactured Home Convert FAF w/CAC to Energy Star Geothermal Heat Pump w/RTF Specifications - Zone 3 Heat - Zone 1 Cool
Post93 NonSGC Manufactured Home Convert FAF w/CAC to Energy Star Geothermal Heat Pump w/PTCS Specifications - Zone 3 Heat - Zone 2 Cool | Post93 NonSGC Manufactured Home Convert FAF w/CAC to Energy Star Geothermal Heat Pump w/RTF Specifications - Zone 3 Heat - Zone 2 Cool
Post93 NonSGC Manufactured Home Convert FAF w/CAC to Energy Star Geothermal Heat Pump w/PTCS Specifications - Zone 3 Heat - Zone 2 Cool | Post93 NonSGC Manufactured Home Convert FAF w/CAC to Energy Star Geothermal Heat Pump w/RTF Specifications - Zone 3 Heat - Zone 2 Cool
Post93 NonSGC Manufactured Home Convert FAF w/CAC to Energy Star Geothermal Heat Pump w/PTCS Specifications - Zone 3 Heat - Zone 2 Cool | Post93 NonSGC Manufactured Home Convert FAF w/CAC to Energy Star Geothermal Heat Pump w/RTF Specifications - Zone 3 Heat - Zone 2 Cool
SGC Manufactured Home Convert Air Source Heat Pump to Energy Star Geothermal Heat Pump w/PTCS Specifications - Zone 1 Heat - Zone 1 Cool | SGC Manufactured Home Convert Air Source Heat Pump to Energy Star Geothermal Heat Pump w/RTF Specifications - Zone 1 Heat - Zone 1 Cool
SGC Manufactured Home Convert Air Source Heat Pump to Energy Star Geothermal Heat Pump w/PTCS Specifications - Zone 1 Heat - Zone 1 Cool | SGC Manufactured Home Convert Air Source Heat Pump to Energy Star Geothermal Heat Pump w/RTF Specifications - Zone 1 Heat - Zone 1 Cool
SGC Manufactured Home Convert Air Source Heat Pump to Energy Star Geothermal Heat Pump w/PTCS Specifications - Zone 1 Heat - Zone 1 Cool | SGC Manufactured Home Convert Air Source Heat Pump to Energy Star Geothermal Heat Pump w/RTF Specifications - Zone 1 Heat - Zone 1 Cool
SGC Manufactured Home Convert Air Source Heat Pump to Energy Star Geothermal Heat Pump w/PTCS Specifications - Zone 2 Heat - Zone 2 Cool | SGC Manufactured Home Convert Air Source Heat Pump to Energy Star Geothermal Heat Pump w/RTF Specifications - Zone 2 Heat - Zone 2 Cool
SGC Manufactured Home Convert Air Source Heat Pump to Energy Star Geothermal Heat Pump w/PTCS Specifications - Zone 2 Heat - Zone 2 Cool | SGC Manufactured Home Convert Air Source Heat Pump to Energy Star Geothermal Heat Pump w/RTF Specifications - Zone 2 Heat - Zone 2 Cool
SGC Manufactured Home Convert Air Source Heat Pump to Energy Star Geothermal Heat Pump w/PTCS Specifications - Zone 2 Heat - Zone 2 Cool | SGC Manufactured Home Convert Air Source Heat Pump to Energy Star Geothermal Heat Pump w/RTF Specifications - Zone 2 Heat - Zone 2 Cool
SGC Manufactured Home Convert Air Source Heat Pump to Energy Star Geothermal Heat Pump w/PTCS Specifications - Zone 3 Heat - Zone 3 Cool | SGC Manufactured Home Convert Air Source Heat Pump to Energy Star Geothermal Heat Pump w/RTF Specifications - Zone 3 Heat - Zone 3 Cool
SGC Manufactured Home Convert Air Source Heat Pump to Energy Star Geothermal Heat Pump w/PTCS Specifications - Zone 3 Heat - Zone 3 Cool | SGC Manufactured Home Convert Air Source Heat Pump to Energy Star Geothermal Heat Pump w/RTF Specifications - Zone 3 Heat - Zone 3 Cool
SGC Manufactured Home Convert Air Source Heat Pump to Energy Star Geothermal Heat Pump w/PTCS Specifications - Zone 3 Heat - Zone 3 Cool | SGC Manufactured Home Convert Air Source Heat Pump to Energy Star Geothermal Heat Pump w/RTF Specifications - Zone 3 Heat - Zone 3 Cool
SGC Manufactured Home Convert Air Source Heat Pump to Energy Star Geothermal Heat Pump w/PTCS Specifications - Zone 1 Heat - Zone 2 Cool | SGC Manufactured Home Convert Air Source Heat Pump to Energy Star Geothermal Heat Pump w/RTF Specifications - Zone 1 Heat - Zone 2 Cool
SGC Manufactured Home Convert Air Source Heat Pump to Energy Star Geothermal Heat Pump w/PTCS Specifications - Zone 1 Heat - Zone 2 Cool | SGC Manufactured Home Convert Air Source Heat Pump to Energy Star Geothermal Heat Pump w/RTF Specifications - Zone 1 Heat - Zone 2 Cool
SGC Manufactured Home Convert Air Source Heat Pump to Energy Star Geothermal Heat Pump w/PTCS Specifications - Zone 1 Heat - Zone 2 Cool | SGC Manufactured Home Convert Air Source Heat Pump to Energy Star Geothermal Heat Pump w/RTF Specifications - Zone 1 Heat - Zone 2 Cool
SGC Manufactured Home Convert Air Source Heat Pump to Energy Star Geothermal Heat Pump w/PTCS Specifications - Zone 1 Heat - Zone 3 Cool | SGC Manufactured Home Convert Air Source Heat Pump to Energy Star Geothermal Heat Pump w/RTF Specifications - Zone 1 Heat - Zone 3 Cool
SGC Manufactured Home Convert Air Source Heat Pump to Energy Star Geothermal Heat Pump w/PTCS Specifications - Zone 1 Heat - Zone 3 Cool | SGC Manufactured Home Convert Air Source Heat Pump to Energy Star Geothermal Heat Pump w/RTF Specifications - Zone 1 Heat - Zone 3 Cool
SGC Manufactured Home Convert Air Source Heat Pump to Energy Star Geothermal Heat Pump w/PTCS Specifications - Zone 1 Heat - Zone 3 Cool | SGC Manufactured Home Convert Air Source Heat Pump to Energy Star Geothermal Heat Pump w/RTF Specifications - Zone 1 Heat - Zone 3 Cool
SGC Manufactured Home Convert Air Source Heat Pump to Energy Star Geothermal Heat Pump w/PTCS Specifications - Zone 2 Heat - Zone 3 Cool | SGC Manufactured Home Convert Air Source Heat Pump to Energy Star Geothermal Heat Pump w/RTF Specifications - Zone 2 Heat - Zone 3 Cool
SGC Manufactured Home Convert Air Source Heat Pump to Energy Star Geothermal Heat Pump w/PTCS Specifications - Zone 2 Heat - Zone 3 Cool | SGC Manufactured Home Convert Air Source Heat Pump to Energy Star Geothermal Heat Pump w/RTF Specifications - Zone 2 Heat - Zone 3 Cool
SGC Manufactured Home Convert Air Source Heat Pump to Energy Star Geothermal Heat Pump w/PTCS Specifications - Zone 2 Heat - Zone 3 Cool | SGC Manufactured Home Convert Air Source Heat Pump to Energy Star Geothermal Heat Pump w/RTF Specifications - Zone 2 Heat - Zone 3 Cool
SGC Manufactured Home Convert Air Source Heat Pump to Energy Star Geothermal Heat Pump w/PTCS Specifications - Zone 2 Heat - Zone 1 Cool | SGC Manufactured Home Convert Air Source Heat Pump to Energy Star Geothermal Heat Pump w/RTF Specifications - Zone 2 Heat - Zone 1 Cool
SGC Manufactured Home Convert Air Source Heat Pump to Energy Star Geothermal Heat Pump w/PTCS Specifications - Zone 2 Heat - Zone 1 Cool | SGC Manufactured Home Convert Air Source Heat Pump to Energy Star Geothermal Heat Pump w/RTF Specifications - Zone 2 Heat - Zone 1 Cool
SGC Manufactured Home Convert Air Source Heat Pump to Energy Star Geothermal Heat Pump w/PTCS Specifications - Zone 2 Heat - Zone 1 Cool | SGC Manufactured Home Convert Air Source Heat Pump to Energy Star Geothermal Heat Pump w/RTF Specifications - Zone 2 Heat - Zone 1 Cool
SGC Manufactured Home Convert Air Source Heat Pump to Energy Star Geothermal Heat Pump w/PTCS Specifications - Zone 3 Heat - Zone 1 Cool | SGC Manufactured Home Convert Air Source Heat Pump to Energy Star Geothermal Heat Pump w/RTF Specifications - Zone 3 Heat - Zone 1 Cool
SGC Manufactured Home Convert Air Source Heat Pump to Energy Star Geothermal Heat Pump w/PTCS Specifications - Zone 3 Heat - Zone 1 Cool | SGC Manufactured Home Convert Air Source Heat Pump to Energy Star Geothermal Heat Pump w/RTF Specifications - Zone 3 Heat - Zone 1 Cool
SGC Manufactured Home Convert Air Source Heat Pump to Energy Star Geothermal Heat Pump w/PTCS Specifications - Zone 3 Heat - Zone 1 Cool | SGC Manufactured Home Convert Air Source Heat Pump to Energy Star Geothermal Heat Pump w/RTF Specifications - Zone 3 Heat - Zone 1 Cool
SGC Manufactured Home Convert Air Source Heat Pump to Energy Star Geothermal Heat Pump w/PTCS Specifications - Zone 3 Heat - Zone 2 Cool | SGC Manufactured Home Convert Air Source Heat Pump to Energy Star Geothermal Heat Pump w/RTF Specifications - Zone 3 Heat - Zone 2 Cool
SGC Manufactured Home Convert Air Source Heat Pump to Energy Star Geothermal Heat Pump w/PTCS Specifications - Zone 3 Heat - Zone 2 Cool | SGC Manufactured Home Convert Air Source Heat Pump to Energy Star Geothermal Heat Pump w/RTF Specifications - Zone 3 Heat - Zone 2 Cool
SGC Manufactured Home Convert Air Source Heat Pump to Energy Star Geothermal Heat Pump w/PTCS Specifications - Zone 3 Heat - Zone 2 Cool | SGC Manufactured Home Convert Air Source Heat Pump to Energy Star Geothermal Heat Pump w/RTF Specifications - Zone 3 Heat - Zone 2 Cool
SGC Manufactured Home Convert FAF w/o CAC to Energy Star Geothermal Heat Pump w/PTCS Specifications - Zone 1 Heat - Zone 1 Cool | SGC Manufactured Home Convert FAF w/o CAC to Energy Star Geothermal Heat Pump w/RTF Specifications - Zone 1 Heat - Zone 1 Cool
SGC Manufactured Home Convert FAF w/o CAC to Energy Star Geothermal Heat Pump w/PTCS Specifications - Zone 1 Heat - Zone 1 Cool | SGC Manufactured Home Convert FAF w/o CAC to Energy Star Geothermal Heat Pump w/RTF Specifications - Zone 1 Heat - Zone 1 Cool
SGC Manufactured Home Convert FAF w/o CAC to Energy Star Geothermal Heat Pump w/PTCS Specifications - Zone 1 Heat - Zone 1 Cool | SGC Manufactured Home Convert FAF w/o CAC to Energy Star Geothermal Heat Pump w/RTF Specifications - Zone 1 Heat - Zone 1 Cool
SGC Manufactured Home Convert FAF w/o CAC to Energy Star Geothermal Heat Pump w/PTCS Specifications - Zone 2 Heat - Zone 2 Cool | SGC Manufactured Home Convert FAF w/o CAC to Energy Star Geothermal Heat Pump w/RTF Specifications - Zone 2 Heat - Zone 2 Cool
SGC Manufactured Home Convert FAF w/o CAC to Energy Star Geothermal Heat Pump w/PTCS Specifications - Zone 2 Heat - Zone 2 Cool | SGC Manufactured Home Convert FAF w/o CAC to Energy Star Geothermal Heat Pump w/RTF Specifications - Zone 2 Heat - Zone 2 Cool
SGC Manufactured Home Convert FAF w/o CAC to Energy Star Geothermal Heat Pump w/PTCS Specifications - Zone 2 Heat - Zone 2 Cool | SGC Manufactured Home Convert FAF w/o CAC to Energy Star Geothermal Heat Pump w/RTF Specifications - Zone 2 Heat - Zone 2 Cool
SGC Manufactured Home Convert FAF w/o CAC to Energy Star Geothermal Heat Pump w/PTCS Specifications - Zone 3 Heat - Zone 3 Cool | SGC Manufactured Home Convert FAF w/o CAC to Energy Star Geothermal Heat Pump w/RTF Specifications - Zone 3 Heat - Zone 3 Cool
SGC Manufactured Home Convert FAF w/o CAC to Energy Star Geothermal Heat Pump w/PTCS Specifications - Zone 3 Heat - Zone 3 Cool | SGC Manufactured Home Convert FAF w/o CAC to Energy Star Geothermal Heat Pump w/RTF Specifications - Zone 3 Heat - Zone 3 Cool
SGC Manufactured Home Convert FAF w/o CAC to Energy Star Geothermal Heat Pump w/PTCS Specifications - Zone 3 Heat - Zone 3 Cool | SGC Manufactured Home Convert FAF w/o CAC to Energy Star Geothermal Heat Pump w/RTF Specifications - Zone 3 Heat - Zone 3 Cool
SGC Manufactured Home Convert FAF w/o CAC to Energy Star Geothermal Heat Pump w/PTCS Specifications - Zone 1 Heat - Zone 2 Cool | SGC Manufactured Home Convert FAF w/o CAC to Energy Star Geothermal Heat Pump w/RTF Specifications - Zone 1 Heat - Zone 2 Cool
SGC Manufactured Home Convert FAF w/o CAC to Energy Star Geothermal Heat Pump w/PTCS Specifications - Zone 1 Heat - Zone 2 Cool | SGC Manufactured Home Convert FAF w/o CAC to Energy Star Geothermal Heat Pump w/RTF Specifications - Zone 1 Heat - Zone 2 Cool
SGC Manufactured Home Convert FAF w/o CAC to Energy Star Geothermal Heat Pump w/PTCS Specifications - Zone 1 Heat - Zone 2 Cool | SGC Manufactured Home Convert FAF w/o CAC to Energy Star Geothermal Heat Pump w/RTF Specifications - Zone 1 Heat - Zone 2 Cool
SGC Manufactured Home Convert FAF w/o CAC to Energy Star Geothermal Heat Pump w/PTCS Specifications - Zone 1 Heat - Zone 3 Cool | SGC Manufactured Home Convert FAF w/o CAC to Energy Star Geothermal Heat Pump w/RTF Specifications - Zone 1 Heat - Zone 3 Cool
SGC Manufactured Home Convert FAF w/o CAC to Energy Star Geothermal Heat Pump w/PTCS Specifications - Zone 1 Heat - Zone 3 Cool | SGC Manufactured Home Convert FAF w/o CAC to Energy Star Geothermal Heat Pump w/RTF Specifications - Zone 1 Heat - Zone 3 Cool
SGC Manufactured Home Convert FAF w/o CAC to Energy Star Geothermal Heat Pump w/PTCS Specifications - Zone 1 Heat - Zone 3 Cool | SGC Manufactured Home Convert FAF w/o CAC to Energy Star Geothermal Heat Pump w/RTF Specifications - Zone 1 Heat - Zone 3 Cool
SGC Manufactured Home Convert FAF w/o CAC to Energy Star Geothermal Heat Pump w/PTCS Specifications - Zone 2 Heat - Zone 3 Cool | SGC Manufactured Home Convert FAF w/o CAC to Energy Star Geothermal Heat Pump w/RTF Specifications - Zone 2 Heat - Zone 3 Cool
SGC Manufactured Home Convert FAF w/o CAC to Energy Star Geothermal Heat Pump w/PTCS Specifications - Zone 2 Heat - Zone 3 Cool | SGC Manufactured Home Convert FAF w/o CAC to Energy Star Geothermal Heat Pump w/RTF Specifications - Zone 2 Heat - Zone 3 Cool
SGC Manufactured Home Convert FAF w/o CAC to Energy Star Geothermal Heat Pump w/PTCS Specifications - Zone 2 Heat - Zone 3 Cool | SGC Manufactured Home Convert FAF w/o CAC to Energy Star Geothermal Heat Pump w/RTF Specifications - Zone 2 Heat - Zone 3 Cool
SGC Manufactured Home Convert FAF w/o CAC to Energy Star Geothermal Heat Pump w/PTCS Specifications - Zone 2 Heat - Zone 1 Cool | SGC Manufactured Home Convert FAF w/o CAC to Energy Star Geothermal Heat Pump w/RTF Specifications - Zone 2 Heat - Zone 1 Cool
SGC Manufactured Home Convert FAF w/o CAC to Energy Star Geothermal Heat Pump w/PTCS Specifications - Zone 2 Heat - Zone 1 Cool | SGC Manufactured Home Convert FAF w/o CAC to Energy Star Geothermal Heat Pump w/RTF Specifications - Zone 2 Heat - Zone 1 Cool
SGC Manufactured Home Convert FAF w/o CAC to Energy Star Geothermal Heat Pump w/PTCS Specifications - Zone 2 Heat - Zone 1 Cool | SGC Manufactured Home Convert FAF w/o CAC to Energy Star Geothermal Heat Pump w/RTF Specifications - Zone 2 Heat - Zone 1 Cool
SGC Manufactured Home Convert FAF w/o CAC to Energy Star Geothermal Heat Pump w/PTCS Specifications - Zone 3 Heat - Zone 1 Cool | SGC Manufactured Home Convert FAF w/o CAC to Energy Star Geothermal Heat Pump w/RTF Specifications - Zone 3 Heat - Zone 1 Cool
SGC Manufactured Home Convert FAF w/o CAC to Energy Star Geothermal Heat Pump w/PTCS Specifications - Zone 3 Heat - Zone 1 Cool | SGC Manufactured Home Convert FAF w/o CAC to Energy Star Geothermal Heat Pump w/RTF Specifications - Zone 3 Heat - Zone 1 Cool
SGC Manufactured Home Convert FAF w/o CAC to Energy Star Geothermal Heat Pump w/PTCS Specifications - Zone 3 Heat - Zone 1 Cool | SGC Manufactured Home Convert FAF w/o CAC to Energy Star Geothermal Heat Pump w/RTF Specifications - Zone 3 Heat - Zone 1 Cool
SGC Manufactured Home Convert FAF w/o CAC to Energy Star Geothermal Heat Pump w/PTCS Specifications - Zone 3 Heat - Zone 2 Cool | SGC Manufactured Home Convert FAF w/o CAC to Energy Star Geothermal Heat Pump w/RTF Specifications - Zone 3 Heat - Zone 2 Cool
SGC Manufactured Home Convert FAF w/o CAC to Energy Star Geothermal Heat Pump w/PTCS Specifications - Zone 3 Heat - Zone 2 Cool | SGC Manufactured Home Convert FAF w/o CAC to Energy Star Geothermal Heat Pump w/RTF Specifications - Zone 3 Heat - Zone 2 Cool
SGC Manufactured Home Convert FAF w/o CAC to Energy Star Geothermal Heat Pump w/PTCS Specifications - Zone 3 Heat - Zone 2 Cool | SGC Manufactured Home Convert FAF w/o CAC to Energy Star Geothermal Heat Pump w/RTF Specifications - Zone 3 Heat - Zone 2 Cool
SGC Manufactured Home Convert FAF w/CAC to Energy Star Geothermal Heat Pump w/PTCS Specifications - Zone 1 Heat - Zone 1 Cool | SGC Manufactured Home Convert FAF w/CAC to Energy Star Geothermal Heat Pump w/RTF Specifications - Zone 1 Heat - Zone 1 Cool
SGC Manufactured Home Convert FAF w/CAC to Energy Star Geothermal Heat Pump w/PTCS Specifications - Zone 1 Heat - Zone 1 Cool | SGC Manufactured Home Convert FAF w/CAC to Energy Star Geothermal Heat Pump w/RTF Specifications - Zone 1 Heat - Zone 1 Cool
SGC Manufactured Home Convert FAF w/CAC to Energy Star Geothermal Heat Pump w/PTCS Specifications - Zone 1 Heat - Zone 1 Cool | SGC Manufactured Home Convert FAF w/CAC to Energy Star Geothermal Heat Pump w/RTF Specifications - Zone 1 Heat - Zone 1 Cool
SGC Manufactured Home Convert FAF w/CAC to Energy Star Geothermal Heat Pump w/PTCS Specifications - Zone 2 Heat - Zone 2 Cool | SGC Manufactured Home Convert FAF w/CAC to Energy Star Geothermal Heat Pump w/RTF Specifications - Zone 2 Heat - Zone 2 Cool
SGC Manufactured Home Convert FAF w/CAC to Energy Star Geothermal Heat Pump w/PTCS Specifications - Zone 2 Heat - Zone 2 Cool | SGC Manufactured Home Convert FAF w/CAC to Energy Star Geothermal Heat Pump w/RTF Specifications - Zone 2 Heat - Zone 2 Cool
SGC Manufactured Home Convert FAF w/CAC to Energy Star Geothermal Heat Pump w/PTCS Specifications - Zone 2 Heat - Zone 2 Cool | SGC Manufactured Home Convert FAF w/CAC to Energy Star Geothermal Heat Pump w/RTF Specifications - Zone 2 Heat - Zone 2 Cool
SGC Manufactured Home Convert FAF w/CAC to Energy Star Geothermal Heat Pump w/PTCS Specifications - Zone 3 Heat - Zone 3 Cool | SGC Manufactured Home Convert FAF w/CAC to Energy Star Geothermal Heat Pump w/RTF Specifications - Zone 3 Heat - Zone 3 Cool
SGC Manufactured Home Convert FAF w/CAC to Energy Star Geothermal Heat Pump w/PTCS Specifications - Zone 3 Heat - Zone 3 Cool | SGC Manufactured Home Convert FAF w/CAC to Energy Star Geothermal Heat Pump w/RTF Specifications - Zone 3 Heat - Zone 3 Cool
SGC Manufactured Home Convert FAF w/CAC to Energy Star Geothermal Heat Pump w/PTCS Specifications - Zone 3 Heat - Zone 3 Cool | SGC Manufactured Home Convert FAF w/CAC to Energy Star Geothermal Heat Pump w/RTF Specifications - Zone 3 Heat - Zone 3 Cool
SGC Manufactured Home Convert FAF w/CAC to Energy Star Geothermal Heat Pump w/PTCS Specifications - Zone 1 Heat - Zone 2 Cool | SGC Manufactured Home Convert FAF w/CAC to Energy Star Geothermal Heat Pump w/RTF Specifications - Zone 1 Heat - Zone 2 Cool
SGC Manufactured Home Convert FAF w/CAC to Energy Star Geothermal Heat Pump w/PTCS Specifications - Zone 1 Heat - Zone 2 Cool | SGC Manufactured Home Convert FAF w/CAC to Energy Star Geothermal Heat Pump w/RTF Specifications - Zone 1 Heat - Zone 2 Cool
SGC Manufactured Home Convert FAF w/CAC to Energy Star Geothermal Heat Pump w/PTCS Specifications - Zone 1 Heat - Zone 2 Cool | SGC Manufactured Home Convert FAF w/CAC to Energy Star Geothermal Heat Pump w/RTF Specifications - Zone 1 Heat - Zone 2 Cool
SGC Manufactured Home Convert FAF w/CAC to Energy Star Geothermal Heat Pump w/PTCS Specifications - Zone 1 Heat - Zone 3 Cool | SGC Manufactured Home Convert FAF w/CAC to Energy Star Geothermal Heat Pump w/RTF Specifications - Zone 1 Heat - Zone 3 Cool
SGC Manufactured Home Convert FAF w/CAC to Energy Star Geothermal Heat Pump w/PTCS Specifications - Zone 1 Heat - Zone 3 Cool | SGC Manufactured Home Convert FAF w/CAC to Energy Star Geothermal Heat Pump w/RTF Specifications - Zone 1 Heat - Zone 3 Cool
SGC Manufactured Home Convert FAF w/CAC to Energy Star Geothermal Heat Pump w/PTCS Specifications - Zone 1 Heat - Zone 3 Cool | SGC Manufactured Home Convert FAF w/CAC to Energy Star Geothermal Heat Pump w/RTF Specifications - Zone 1 Heat - Zone 3 Cool
SGC Manufactured Home Convert FAF w/CAC to Energy Star Geothermal Heat Pump w/PTCS Specifications - Zone 2 Heat - Zone 3 Cool | SGC Manufactured Home Convert FAF w/CAC to Energy Star Geothermal Heat Pump w/RTF Specifications - Zone 2 Heat - Zone 3 Cool
SGC Manufactured Home Convert FAF w/CAC to Energy Star Geothermal Heat Pump w/PTCS Specifications - Zone 2 Heat - Zone 3 Cool | SGC Manufactured Home Convert FAF w/CAC to Energy Star Geothermal Heat Pump w/RTF Specifications - Zone 2 Heat - Zone 3 Cool
SGC Manufactured Home Convert FAF w/CAC to Energy Star Geothermal Heat Pump w/PTCS Specifications - Zone 2 Heat - Zone 3 Cool | SGC Manufactured Home Convert FAF w/CAC to Energy Star Geothermal Heat Pump w/RTF Specifications - Zone 2 Heat - Zone 3 Cool
SGC Manufactured Home Convert FAF w/CAC to Energy Star Geothermal Heat Pump w/PTCS Specifications - Zone 2 Heat - Zone 1 Cool | SGC Manufactured Home Convert FAF w/CAC to Energy Star Geothermal Heat Pump w/RTF Specifications - Zone 2 Heat - Zone 1 Cool
SGC Manufactured Home Convert FAF w/CAC to Energy Star Geothermal Heat Pump w/PTCS Specifications - Zone 2 Heat - Zone 1 Cool | SGC Manufactured Home Convert FAF w/CAC to Energy Star Geothermal Heat Pump w/RTF Specifications - Zone 2 Heat - Zone 1 Cool
SGC Manufactured Home Convert FAF w/CAC to Energy Star Geothermal Heat Pump w/PTCS Specifications - Zone 2 Heat - Zone 1 Cool | SGC Manufactured Home Convert FAF w/CAC to Energy Star Geothermal Heat Pump w/RTF Specifications - Zone 2 Heat - Zone 1 Cool
SGC Manufactured Home Convert FAF w/CAC to Energy Star Geothermal Heat Pump w/PTCS Specifications - Zone 3 Heat - Zone 1 Cool | SGC Manufactured Home Convert FAF w/CAC to Energy Star Geothermal Heat Pump w/RTF Specifications - Zone 3 Heat - Zone 1 Cool
SGC Manufactured Home Convert FAF w/CAC to Energy Star Geothermal Heat Pump w/PTCS Specifications - Zone 3 Heat - Zone 1 Cool | SGC Manufactured Home Convert FAF w/CAC to Energy Star Geothermal Heat Pump w/RTF Specifications - Zone 3 Heat - Zone 1 Cool
SGC Manufactured Home Convert FAF w/CAC to Energy Star Geothermal Heat Pump w/PTCS Specifications - Zone 3 Heat - Zone 1 Cool | SGC Manufactured Home Convert FAF w/CAC to Energy Star Geothermal Heat Pump w/RTF Specifications - Zone 3 Heat - Zone 1 Cool
SGC Manufactured Home Convert FAF w/CAC to Energy Star Geothermal Heat Pump w/PTCS Specifications - Zone 3 Heat - Zone 2 Cool | SGC Manufactured Home Convert FAF w/CAC to Energy Star Geothermal Heat Pump w/RTF Specifications - Zone 3 Heat - Zone 2 Cool
SGC Manufactured Home Convert FAF w/CAC to Energy Star Geothermal Heat Pump w/PTCS Specifications - Zone 3 Heat - Zone 2 Cool | SGC Manufactured Home Convert FAF w/CAC to Energy Star Geothermal Heat Pump w/RTF Specifications - Zone 3 Heat - Zone 2 Cool
SGC Manufactured Home Convert FAF w/CAC to Energy Star Geothermal Heat Pump w/PTCS Specifications - Zone 3 Heat - Zone 2 Cool | SGC Manufactured Home Convert FAF w/CAC to Energy Star Geothermal Heat Pump w/RTF Specifications - Zone 3 Heat - Zone 2 Cool